## Rev History
Job: | 30S-16-0030 |  | LF8613-B
Document reference: | 30S-16-0030-TRP-397858-4
Title: | Air conditioner Seasonal Performance Calculation Work Sheet
Test standard ref: | AS/NZS 3823.4.1:2014 (+A1)
AS/NZS 3823.4.2:2014 (+A1)
AS/NZS 3823.4.3:2014 (+A1)
ISO 16358.1:2013 (E) (Corr 1)
ISO 16358.2:2013 (E) (Corr 1)
ISO 16358.4:2013 (E)
Revison history | Work sheet developed / modified by |  |  | Reviewed by |  |  | Comments
| Name | Title | Date | Name | Title | Date
0 | Dr Satya Mavuri | Sr Project Engineer | 2016-05-30 | Greg King | Operations Manager | 2016-05-30 | initial issue
1 | Dr Satya Mavuri | Sr Project Engineer | 2016-10-14 | Greg King | Operations Manager | 2016-10-14 | incorporates Amendment 1 + comments from Department
2 | Dr Satya Mavuri | Sr Project Engineer | 2017-02-14 | Greg King | Operations Manager | 2017-02-21 | includes two-stage & multi stage units seasonal factor calculations
3 | Dr Satya Mavuri | Sr Project Engineer | 2017-02-24 | Greg King | Operations Manager | 2017-02-24 | includes privsion for three commercial climate zones
4 | Dr Satya Mavuri | Sr Project Engineer | 2017-05-08 | Greg King | Operations Manager | 2017-05-08 | updated with bin-hour data for three commercial climate zones and star rating
5 | Dr Satya Mavuri | Sr Project Engineer | 2017-07-20 | Greg King | Operations Manager | 2017-07-20 | updated with minor corrections
CONTACT:
Dr Satya Mavuri |  |  |  |  | Dora Bettridge
Senior Project Engineer |  |  |  |  | Business Development Engineer, Consumer Appliances
Vipac Engineers & Scientists Ltd |  |  |  |  | Vipac Engineers & Scientists Ltd
t. +61 3 9647 9733 f. +61 (03) 9646 4370 m. 0422176523 |  |  |  |  | t. +61 3 9647 9751 f. +61 3 9646 4370 m. +61 423 888 000
e. satyam@vipac.com.au w.www.vipac.com.au |  |  |  |  | e. dorab@vipac.com.au w.www.vipac.com.au
Vipac Engineers and Scientists Limited
279 Normanby Rd, Port Melbourne, VIC 3207, Australia
Private Bag 16, Port Melbourne, VIC 3207, Australia
t. +61 3 9647 9700 | f. +61 3 9646 4370 | e. melbourne@vipac.com.au
w. www.vipac.com.au | A.B.N. 33 005 453 627 | A.C.N. 005 453 627

## Instructions
USER Instructions
Capabilities | Type Ac units | Fixed compressor speed units
Two stage compressor speed units
Multi stage compressor speed units
Variable compressor speed units
| Reference test standards | AS/NZS 3823.4.1:2014 (+A1)
AS/NZS 3823.4.2:2014 (+A1)
AS/NZS 3823.4.3:2014 (+A1)
ISO 16358.1 (Corr1)
ISO 16358.2 (Corr1)
ISO 16358.3
Commercial zones
| Ambient temperature Range | Cooling: From +15ºC to +50ºC
Heating: From -10ºC to +25ºC
| Climate Zones | ISO 16358
AS/NZS Hot & Humid
AS/NZS Mixed
AS/NZS Cold
Commercial AS/NZS Hot & Humid
Commercial AS/NZS Mixed
Commercial AS/NZS Cold
User specified climate bin hours
| Required input Variables that user can choose | Mandatory test measurements specified in test standards
Climate Zone and Temperature bin hours
Degradation Coefficient
Load conditions (temperatures & %load)
Standby power
Default or measured test data, where standard allows
| Out put (Results will show for one zone at a time for chosen variables) | Total number of hours
Cooling/Heating seasonal total load
Cooling/Heating seasonal energy consumption
Cooling/Heating seasonal performance factor
Total Cooling/Heating seasonal performance factor
Total Annual performance factor
Color codes | Yellow | User selection / input
|  | Types of units | Input data
|  |  | Cooling | Heating
|  | Cooling only | Provide required data | SET H1 capacity to 0W
|  | Heating only | SET T1 capacity to 0W | Provide required data
|  | Revese cycle | Provide all required data
| Other colors | Locked / calculated automatically
Worksheets | Revision History | Issure version and revison comments
| Instrucitons | Instructions to use the workbook
| Temperature Bin hrs | locked ISO 16358-2013, AS/NZS 3823.4:2014(+A1)
Commercial temperatue bin hours
User can enter custom bin hours
| Test conditions | Test conditions as per ISO 16358-2013, AS/NZS 3823.4:2014(+A1)
| Star rating | Cooling or Heating Star rating algoritham and latest Zoned Energy label template
| Fixed AC | Calculates AC Seasonal factors for chosen variables in a selected zone
2Stage AC
Multi stage AC
Inverter AC

## Temp Bin hrs
COOLING SEASONAL Bin Hours | [8 empty] | HEATING SEASONAL Bin Hours
Bins Hrs | ISO 16358-1:2013(Amd1) | AS/NZS 3823.4.1:2014 +A1 conditions Appendix ZZ |  |  | AS/NZS COMMERCIAL |  |  | CUSTOM conditions | Bins Hrs | ISO 16358-2:2013(Amd1) | AS/NZS 3823.4.2:2014 +A1 conditions Appendix ZZ |  |  | AS/NZS COMMERCIAL |  |  | CUSTOM conditions
Table | 1 | 3.1 | 3.2 | 3.3 |  |  |  |  | Table | 1 | 3.1 | 3.2 | 3.3
E.g. city | - | Rockhapton | Richmond | Canberra |  |  |  |  | E.g. city | - | Rockhapton | Richmond | Canberra
Total Hrs | 1817 | 2247 | 840 | 545 | 3415 | 2411 | 2104 | 0 | Total Hrs | 2866 | 277 | 1291 | 2660 | 261 | 1150 | 1473 | 0 | 0
Outdoor Temp ºC | GENERIC | Hot & Humid | Mixed | Cold | Hot & Humid | Mixed | Cold | Cooling | Outdoor Temp ºC | GENERIC | Hot & Humid | Mixed | Cold | Hot & Humid | Mixed | Cold | Heating
15 | 0 | 0 | 0 | 0 | 0 | 0 | 181 | 0 | -10 | 0 | 0 | 0 | 0 | 0 | 0 | 0 | 0
16 | 0 | 0 | 0 | 0 | 0 | 0 | 183 | 0 | -9 | 0 | 0 | 0 | 0 | 0 | 0 | 0 | 0
17 | 0 | 0 | 0 | 0 | 0 | 0 | 170 | 0 | -8 | 0 | 0 | 0 | 0 | 0 | 0 | 0 | 0
18 | 0 | 0 | 0 | 0 | 100 | 229 | 177 | 0 | -7 | 0 | 0 | 0 | 0 | 0 | 0 | 0 | 0
19 | 0 | 0 | 0 | 0 | 117 | 238 | 175 | 0 | -6 | 0 | 0 | 0 | 3 | 0 | 0 | 2 | 0
20 | 0 | 0 | 0 | 0 | 141 | 251 | 185 | 0 | -5 | 0 | 0 | 0 | 13 | 0 | 0 | 4 | 0
21 | 100 | 0 | 0 | 0 | 185 | 225 | 165 | 0 | -4 | 0 | 0 | 1 | 22 | 0 | 1 | 4 | 0
22 | 139 | 51 | 36 | 16 | 235 | 242 | 143 | 0 | -3 | 0 | 0 | 1 | 44 | 0 | 0 | 8 | 0
23 | 165 | 98 | 58 | 29 | 256 | 208 | 118 | 0 | -2 | 0 | 0 | 4 | 54 | 0 | 1 | 11 | 0
24 | 196 | 153 | 67 | 40 | 282 | 185 | 112 | 0 | -1 | 4 | 0 | 9 | 69 | 0 | 2 | 17 | 0
25 | 210 | 198 | 83 | 48 | 290 | 178 | 82 | 0 | 0 | 15 | 0 | 23 | 77 | 0 | 6 | 14 | 0
26 | 215 | 255 | 76 | 50 | 306 | 129 | 72 | 0 | 1 | 33 | 0 | 37 | 116 | 0 | 6 | 17 | 0
27 | 210 | 256 | 88 | 52 | 304 | 125 | 69 | 0 | 2 | 68 | 0 | 47 | 121 | 0 | 9 | 28 | 0
28 | 181 | 253 | 80 | 44 | 265 | 89 | 45 | 0 | 3 | 119 | 1 | 64 | 156 | 0 | 18 | 29 | 0
29 | 150 | 260 | 78 | 68 | 271 | 70 | 66 | 0 | 4 | 169 | 4 | 108 | 169 | 0 | 16 | 38 | 0
30 | 120 | 223 | 50 | 48 | 219 | 39 | 40 | 0 | 5 | 200 | 10 | 99 | 216 | 3 | 15 | 48 | 0
31 | 75 | 165 | 56 | 54 | 137 | 52 | 45 | 0 | 6 | 234 | 17 | 132 | 238 | 4 | 23 | 62 | 0
32 | 35 | 112 | 42 | 40 | 101 | 39 | 32 | 0 | 7 | 250 | 29 | 128 | 327 | 7 | 29 | 122 | 0
33 | 11 | 102 | 25 | 25 | 85 | 21 | 22 | 0 | 8 | 260 | 30 | 122 | 262 | 14 | 33 | 127 | 0
34 | 6 | 59 | 22 | 12 | 57 | 21 | 11 | 0 | 9 | 265 | 53 | 143 | 245 | 15 | 48 | 176 | 0
35 | 4 | 30 | 19 | 8 | 30 | 18 | 6 | 0 | 10 | 260 | 43 | 112 | 189 | 18 | 52 | 163 | 0
36 | 0 | 16 | 18 | 6 | 17 | 17 | 5 | 0 | 11 | 245 | 30 | 103 | 163 | 15 | 77 | 222 | 0
37 | 0 | 12 | 17 | 2 | 13 | 14 | 0 | 0 | 12 | 215 | 26 | 79 | 101 | 28 | 87 | 197 | 0
38 | 0 | 4 | 13 | 3 | 4 | 14 | 0 | 0 | 13 | 192 | 19 | 53 | 52 | 27 | 126 | 184 | 0
39 | 0 | 0 | 3 | 0 | 0 | 2 | 0 | 0 | 14 | 151 | 15 | 26 | 23 | 30 | 170 | 0 | 0
40 | 0 | 0 | 3 | 0 | 0 | 3 | 0 | 0 | 15 | 110 | 0 | 0 | 0 | 38 | 210 | 0 | 0
41 | 0 | 0 | 3 | 0 | 0 | 2 | 0 | 0 | 16 | 76 | 0 | 0 | 0 | 62 | 221 | 0 | 0
42 | 0 | 0 | 2 | 0 | 0 | 0 | 0 | 0 | 17 | 0 | 0 | 0 | 0 | 0 | 0 | 0 | 0
43 | 0 | 0 | 1 | 0 | 0 | 0 | 0 | 0 | 18 | 0 | 0 | 0 | 0 | 0 | 0 | 0 | 0
44 | 0 | 0 | 0 | 0 | 0 | 0 | 0 | 0 | 19 | 0 | 0 | 0 | 0 | 0 | 0 | 0 | 0
45 | 0 | 0 | 0 | 0 | 0 | 0 | 0 | 0 | 20 | 0 | 0 | 0 | 0 | 0 | 0 | 0 | 0
46 | 0 | 0 | 0 | 0 | 0 | 0 | 0 | 0 | 21 | 0 | 0 | 0 | 0 | 0 | 0 | 0 | 0
47 | 0 | 0 | 0 | 0 | 0 | 0 | 0 | 0 | 22 | 0 | 0 | 0 | 0 | 0 | 0 | 0 | 0
48 | 0 | 0 | 0 | 0 | 0 | 0 | 0 | 0 | 23 | 0 | 0 | 0 | 0 | 0 | 0 | 0 | 0
49 | 0 | 0 | 0 | 0 | 0 | 0 | 0 | 0 | 24 | 0 | 0 | 0 | 0 | 0 | 0 | 0 | 0
50 | 0 | 0 | 0 | 0 | 0 | 0 | 0 | 0 | 25 | 0 | 0 | 0 | 0 | 0 | 0 | 0 | 0

## Test conditions
AS/NZS 3823.4.1:2014(+A1) | COOLING TEST CONDITIONS | AS/NZS 3823.4.2:2014(+A1) | HEATING TEST CONDITIONS
ISO 16358.1 (Corr1) |  | ISO 16358.2 (Corr1)

## STAR Rating - STAR LABEL
An example of the Zoned Energy Rating Label. All physical labels will be based on the ‘domestic’ temperature bins of AS/NZS 3823.4:2014 Amendment 1.” FYI, physical labelling will apply to the same products as the current requirements (ie single phase, non-ducted unitary and non-ducted splits) with exemptions for ‘commercial use’ products (for instance, a ceiling cassette could apply for an exemption from applying a physical label, as is the case now).
| SEER Value |  |  |  |  | STARS | SEER (TCSPF or HSPF) |  | Stars
| TCSPF (for cooling) or HSPF (for heating) | [5 empty] | SEER or SCOP
[7 empty] | Lower | Upper
|  |  | SEER | < | 2 | 0 | 0 | 2 | 0
| 2 | ≤ | SEER | < | 2.5 |  | 2 | 2.5 | 0.5
| 2.5 | ≤ | SEER | < | 3 | 1 | 2.5 | 3 | 1
| 3 | ≤ | SEER | < | 3.5 | 1 | 3 | 3.5 | 1.5
| 3.5 | ≤ | SEER | < | 4 | 2 | 3.5 | 4 | 2
| 4 | ≤ | SEER | < | 4.5 | 2 | 4 | 4.5 | 2.5
| 4.5 | ≤ | SEER | < | 5 | 3 | 4.5 | 5 | 3
| 5 | ≤ | SEER | < | 5.5 | 3 | 5 | 5.5 | 3.5
| 5.5 | ≤ | SEER | < | 6 | 4 | 5.5 | 6 | 4
| 6 | ≤ | SEER | < | 6.5 | 4 | 6 | 6.5 | 4.5
| 6.5 | ≤ | SEER | < | 7 | 5 | 6.5 | 7 | 5
| 7 | ≤ | SEER | < | 7.5 | 5 | 7 | 7.5 | 5.5
| 7.5 | ≤ | SEER | < | 8 | 6 | 7.5 | 8 | 6
| 8 | ≤ | SEER | < | 8.5 | 6 | 8 | 8.5 | 6.5
| 8.5 | ≤ | SEER | < | 9 | 7 | 8.5 | 9 | 7
| 9 | ≤ | SEER | < | 9.5 | 7 | 9 | 9.5 | 7.5
| 9.5 | ≤ | SEER | < | 10 | 8 | 9.5 | 10 | 8
| 10 | ≤ | SEER | < | 10.5 | 8 | 10 | 10.5 | 8.5
| 10.5 | ≤ | SEER | < | 11 | 9 | 10.5 | 11 | 9
| 11 | ≤ | SEER | < | 11.5 | 9 | 11 | 11.5 | 9.5
| 11.5 | ≤ | SEER |  |  | 10 | 11.5 |  | 10
1⁄2
1⁄2
1⁄2
1⁄2
1⁄2
1⁄2
1⁄2
1⁄2
1⁄2
1⁄2

## Fixed AC
[28 empty] | Cooling cal | [22 empty] | Heating Cal
FIXED Speed COMPRESSOR Air-Conditioner - SEASONAL PERFORMANCE FACTORS | [13 empty] | Load | Temp (oc) | Cooling load (W) | [12 empty] | Table 2 | Temp (oc) | Heating load (W)
[14 empty] | Load 0% | 21 | 0 | [12 empty] | Load 0% | 15 | 0
Select Operating Zone |  |  | AS/NZS Hot & Humid | [10 empty] | Load 100% | 33 | 3600 | [12 empty] | Load 100% | 0 | 2665
[14 empty] | AS/NZS Hot & Humid |  |  |  | COOLING SEASONAL LOAD LCST |  |  |  |  | COOLING SEASONAL ENERGY CONSUMPTION | [5 empty] | AS/NZS Hot & Humid ZONE |  |  |  | HEATING LOAD LHST |  | HEATING SEASONAL ENERGY CONSUMPTION
Fixed Compressor AC - Seasonal performance in AS/NZS Hot & Humid Zone | [13 empty] | Bin no | OD temp | Bin hrs | Ref bin hrs | Defined cooling load | Capacity full | when Lc(j)<=Φful(tj) | when Lc(j) >Φful(tj) | weighted Lc | Power input full | Operation factor | Part load factor | Total power | weighted CSE |  | Bin no | OD temp | Bin hrs | Ref bin hrs | Defined heating load | weighted Lc | Non Frosting range when t(j)≤-7oC or t(j)≥5.5oC |  | Frosting range when -7< t(j) <5.5oC |  | Non Frosting range t(j)≤-7oC or t(j)≥5.5oC |  |  |  |  | Frosting range when -7<t(j) <5.5oC |  |  |  |  | Total power input | Energy consumption
|  |  | Symbol | Unit | Cooling | Heating | Unit | Symbol | [30 empty] | cyclic Lc(tj)<=Φful(tj) |  |  | Full cap Lc(tj) >Φful(tj) |  | cyclic Lc(tj)<=Φful(tj) |  |  | Full cap Lc(tj) >Φful(tj)
|  | Total number of active hours | - | hr | 2247 | 277 | hr | - | Total number of hours |  |  |  |  | j | tj oC | nj | (nj) hrs | Lc(tj) | Φful(tj) |  |  | Whr | Pful(tj) | X(tj) : Φful | FPL(tj) | W | Whr |  | j | tj oC | nj | (nj) hrs | Lc(tj) W | LHST Whrs | Φful(tj) | Pful(tj) | Φful f(tj) | Pful f(tj) | X(tj) | FPL | Effc P(tj) | Effc P(tj) | PRH | X(tj) | FPL | Effc P(tj) | Effc P(tj) | PRH | W | Whr
|  | Cooling seasonal total load | LCST | kWh | 4717.6167 | 272.7183 | kWh | LHST | Heating seasonal total load |  |  |  |  | 0 | 15 | n0 | 0 | 0 | 3933.3333 | 1 | 0 | 0 | 566.6667 | 0 | 0.75 | 0 | 0 |  | 0 | -10 | n0 | 0 | 4441.6667 | 0 | 1853.5714 | 717.8571 | 0 | 0 | 2.3963 | 1.3491 | 0 | 717.8571 | 2588.0952 | 0 | 0 | 0 | 0 | 0 | 3305.9524 | 0
|  | Cooling seasonal energy consumption | CCSE | kWh | 1123.1735 | 90.5799 | kWh | CHSE | Heating seasonal energy consumption |  |  |  |  | 1 | 16 | n1 | 0 | 0 | 3916.6667 | 1 | 0 | 0 | 583.3333 | 0 | 0.75 | 0 | 0 |  | 1 | -9 | n1 | 0 | 4264 | 0 | 1935.7143 | 728.5714 | 0 | 0 | 2.2028 | 1.3007 | 0 | 728.5714 | 2328.2857 | 0 | 0 | 0 | 0 | 0 | 3056.8571 | 0
|  | Cooling seasonal performance factor | FCSP | kWh/kWh | 4.2003 | 3.0108 | kWh/kWh | FHSP | Heating seasonal performance factor HSPF |  |  |  |  | 2 | 17 | n2 | 0 | 0 | 3900 | 1 | 0 | 0 | 600 | 0 | 0.75 | 0 | 0 |  | 2 | -8 | n2 | 0 | 4086.3333 | 0 | 2017.8571 | 739.2857 | 0 | 0 | 2.0251 | 1.2563 | 0 | 739.2857 | 2068.4762 | 0 | 0 | 0 | 0 | 0 | 2807.7619 | 0
|  | No of inactive hours | - | hr | 6236 |  | hr | - | No of inactive hours |  |  |  |  | 3 | 18 | n3 | 0 | 0 | 3883.3333 | 1 | 0 | 0 | 616.6667 | 0 | 0.75 | 0 | 0 |  | 3 | -7 | n3 | 0 | 3908.6667 | 0 | 2100 | 750 | 0 | 0 | 1.8613 | 1.2153 | 0 | 750 | 1808.6667 | 0 | 0 | 0 | 0 | 0 | 2558.6667 | 0
|  | Average Cooling Inactive power | Pia | W | 1 |  | W | Pia | Averge Heating Inactive power |  |  |  |  | 4 | 19 | n4 | 0 | 0 | 3866.6667 | 1 | 0 | 0 | 633.3333 | 0 | 0.75 | 0 | 0 |  | 4 | -6 | n4 | 0 | 3731 | 0 | 0 | 0 | 2088.8889 | 750 | 0 | 0 | 0 | 0 | 0 | 1.7861 | 0 | 0 | 750 | 1642.1111 | 2392.1111 | 0
|  | Total Inactive energy | CIAE | kWh | 6.236 |  | kWh | HIAE | Total Inactive energy |  |  |  |  | 5 | 20 | n5 | 0 | 0 | 3850 | 1 | 0 | 0 | 650 | 0 | 0.75 | 0 | 0 |  | 5 | -5 | n5 | 0 | 3553.3333 | 0 | 0 | 0 | 2077.7778 | 750 | 0 | 0 | 0 | 0 | 0 | 1.7102 | 0 | 0 | 750 | 1475.5556 | 2225.5556 | 0
Total Cooling energy consumption (with 60% CIAE) |  |  |  | kWh | 1126.9151 | 93.0743 | kWh | Total Heating energy consumption (with 40% CIAE) | [5 empty] | 6 | 21 | n6 | 0 | 0 | 3833.3333 | 1 | 0 | 0 | 666.6667 | 0 | 0.75 | 0 | 0 |  | 6 | -4 | n6 | 0 | 3375.6667 | 0 | 0 | 0 | 2066.6667 | 750 | 0 | 0 | 0 | 0 | 0 | 1.6334 | 0 | 0 | 750 | 1309 | 2059 | 0
|  | Total Cooling seasonal performance factor | FTCSP | - | 4.1771 | 2.8169 | - | FTHSP | Total Heating seasonal performance factor |  |  |  |  | 7 | 22 | n7 | 51 | 300 | 3816.6667 | 1 | 0 | 15300 | 683.3333 | 0.078603 | 0.76965 | 69.7872 | 3559.1489 |  | 7 | -3 | n7 | 0 | 3198 | 0 | 0 | 0 | 2055.5556 | 750 | 0 | 0 | 0 | 0 | 0 | 1.5558 | 0 | 0 | 750 | 1142.4444 | 1892.4444 | 0
|  | Total annual performance factor | FTAP | - | 4.0905 | [8 empty] | 8 | 23 | n8 | 98 | 600 | 3800 | 1 | 0 | 58800 | 700 | 0.15789 | 0.78947 | 140 | 13720 |  | 8 | -2 | n8 | 0 | 3020.3333 | 0 | 0 | 0 | 2044.4444 | 750 | 0 | 0 | 0 | 0 | 0 | 1.4773 | 0 | 0 | 750 | 975.8889 | 1725.8889 | 0
[14 empty] | 9 | 24 | n9 | 153 | 900 | 3783.3333 | 1 | 0 | 137700 | 716.6667 | 0.23789 | 0.80947 | 210.6122 | 32223.6735 |  | 9 | -1 | n9 | 0 | 2842.6667 | 0 | 0 | 0 | 2033.3333 | 750 | 0 | 0 | 0 | 0 | 0 | 1.398 | 0 | 0 | 750 | 809.3333 | 1559.3333 | 0
Rating |  |  | FTCSP | Cooling | 2.5 Stars | 1.5 Stars | Heating | FHSP | [5 empty] | 10 | 25 | n10 | 198 | 1200 | 3766.6667 | 1 | 0 | 237600 | 733.3333 | 0.31858 | 0.82965 | 281.6 | 55756.8 |  | 10 | 0 | n10 | 0 | 2665 | 0 | 0 | 0 | 2022.2222 | 750 | 0 | 0 | 0 | 0 | 0 | 1.3179 | 0 | 0 | 750 | 642.7778 | 1392.7778 | 0
INPUT PARAMETERS | [13 empty] | 11 | 26 | n11 | 255 | 1500 | 3750 | 1 | 0 | 382500 | 750 | 0.4 | 0.85 | 352.9412 | 90000 |  | 11 | 1 | n11 | 0 | 2487.3333 | 0 | 0 | 0 | 2011.1111 | 750 | 0 | 0 | 0 | 0 | 0 | 1.2368 | 0 | 0 | 750 | 476.2222 | 1226.2222 | 0
[14 empty] | 12 | 27 | n12 | 256 | 1800 | 3733.3333 | 1 | 0 | 460800 | 766.6667 | 0.48214 | 0.87054 | 424.6154 | 108701.5385 |  | 12 | 2 | n12 | 0 | 2309.6667 | 0 | 0 | 0 | 2000 | 750 | 0 | 0 | 0 | 0 | 0 | 1.1548 | 0 | 0 | 750 | 309.6667 | 1059.6667 | 0
Data availability | Tests specified |  | Cooling Test |  | Mesured results |  |  | Standard default |  |  | Data used for calculation |  |  | 13 | 28 | n13 | 253 | 2100 | 3716.6667 | 1 | 0 | 531300 | 783.3333 | 0.56502 | 0.89126 | 496.6038 | 125640.7547 |  | 13 | 3 | n13 | 1 | 2132 | 2132 | 0 | 0 | 1988.8889 | 750 | 0 | 0 | 0 | 0 | 0 | 1.072 | 0 | 0 | 750 | 143.1111 | 893.1111 | 893.1111
| Options | Selection | Table 2 | OD Temp (oc) | Cooling cap (W) | Power input (W) | EER | Cooling cap (W) | Power input (W) | EER | Cooling cap (W) | Power input (W) | EER | 14 | 29 | n14 | 260 | 2400 | 3700 | 1 | 0 | 624000 | 800 | 0.64865 | 0.91216 | 568.8889 | 147911.1111 |  | 14 | 4 | n14 | 4 | 1954.3333 | 7817.3333 | 0 | 0 | 1977.7778 | 750 | 0 | 0 | 0 | 0 | 0 | 0.98815 | 0.99704 | 743.3123 | 0 | 0 | 743.3123 | 2973.2494
[14 empty] | 15 | 30 | n15 | 223 | 2700 | 3683.3333 | 1 | 0 | 602100 | 816.6667 | 0.73303 | 0.93326 | 641.4545 | 143044.3636 |  | 15 | 5 | n15 | 10 | 1776.6667 | 17766.6667 | 0 | 0 | 1966.6667 | 750 | 0 | 0 | 0 | 0 | 0 | 0.90339 | 0.97585 | 694.3118 | 0 | 0 | 694.3118 | 6943.1177
YES | Required | Measured | T1 full | 35 | 3600 | 900 | 4 | Measured data used |  |  | 3600 | 900 | 4 | 16 | 31 | n16 | 165 | 3000 | 3666.6667 | 1 | 0 | 495000 | 833.3333 | 0.81818 | 0.95455 | 714.2857 | 117857.1429 |  | 16 | 6 | n16 | 17 | 1599 | 27183 | 3167.8571 | 889.2857 | 0 | 0 | 0.50476 | 0.87619 | 512.3022 | 0 | 0 | 0 | 0 | 0 | 0 | 0 | 512.3022 | 8709.1369
YES | Required | Measured | LowT full | 29 | 3700 | 800 | 4.625 | Measured data used |  |  | 3700 | 800 | 4.625 | 17 | 32 | n17 | 112 | 3300 | 3650 | 1 | 0 | 369600 | 850 | 0.90411 | 0.97603 | 787.3684 | 88185.2632 |  | 17 | 7 | n17 | 29 | 1421.3333 | 41218.6667 | 3250 | 900 | 0 | 0 | 0.43733 | 0.85933 | 458.0295 | 0 | 0 | 0 | 0 | 0 | 0 | 0 | 458.0295 | 13282.8549
[14 empty] | 18 | 33 | n18 | 102 | 3600 | 3633.3333 | 1 | 0 | 367200 | 866.6667 | 0.99083 | 0.99771 | 860.6897 | 87790.3448 |  | 18 | 8 | n18 | 30 | 1243.6667 | 37310 | 3332.1429 | 910.7143 | 0 | 0 | 0.37323 | 0.84331 | 403.066 | 0 | 0 | 0 | 0 | 0 | 0 | 0 | 403.066 | 12091.9794
Data availability | Tests specified |  | Heating Test |  | Mesured results |  |  | Standard default |  |  | Data used for calculation |  |  | 19 | 34 | n19 | 59 | 3900 | 3616.6667 | 0 | 1 | 213383.3333 | 883.3333 | 1 | 1 | 883.3333 | 52116.6667 |  | 19 | 9 | n19 | 53 | 1066 | 56498 | 3414.2857 | 921.4286 | 0 | 0 | 0.31222 | 0.82805 | 347.4243 | 0 | 0 | 0 | 0 | 0 | 0 | 0 | 347.4243 | 18413.4863
| Options | Selection | Table 2 | OD Temp (oc) | Heating cap (W) | Power input (W) | COP | Heating cap (W) | Power input (W) | COP | Heating cap (W) | Power input (W) | COP | 20 | 35 | n20 | 30 | 4200 | 3600 | 0 | 1 | 108000 | 900 | 1 | 1 | 900 | 27000 |  | 20 | 10 | n20 | 43 | 888.3333 | 38198.3333 | 3496.4286 | 932.1429 | 0 | 0 | 0.25407 | 0.81352 | 291.1166 | 0 | 0 | 0 | 0 | 0 | 0 | 0 | 291.1166 | 12518.0157
[14 empty] | 21 | 36 | n21 | 16 | 4500 | 3583.3333 | 0 | 1 | 57333.3333 | 916.6667 | 1 | 1 | 916.6667 | 14666.6667 |  | 21 | 11 | n21 | 30 | 710.6667 | 21320 | 3578.5714 | 942.8571 | 0 | 0 | 0.19859 | 0.79965 | 234.1551 | 0 | 0 | 0 | 0 | 0 | 0 | 0 | 234.1551 | 7024.6532
YES | Required | Measured | H1 full | 7 | 3250 | 900 | 3.6111 | Measured data used |  |  | 3250 | 900 | 3.6111 | 22 | 37 | n22 | 12 | 4800 | 3566.6667 | 0 | 1 | 42800 | 933.3333 | 1 | 1 | 933.3333 | 11200 |  | 22 | 12 | n22 | 26 | 533 | 13858 | 3660.7143 | 953.5714 | 0 | 0 | 0.1456 | 0.7864 | 176.5514 | 0 | 0 | 0 | 0 | 0 | 0 | 0 | 176.5514 | 4590.3357
YES | Required | Measured | H2 full f | 2 | 2000 | 750 | 2.6667 | Measured data used |  |  | 2000 | 750 | 2.6667 | 23 | 38 | n23 | 4 | 5100 | 3550 | 0 | 1 | 14200 | 950 | 1 | 1 | 950 | 3800 |  | 23 | 13 | n23 | 19 | 355.3333 | 6751.3333 | 3742.8571 | 964.2857 | 0 | 0 | 0.094936 | 0.77373 | 118.3169 | 0 | 0 | 0 | 0 | 0 | 0 | 0 | 118.3169 | 2248.0207
YES | Optional | Measured | H3 full | -7 | 2100 | 750 | 2.8 | 2080 | 738 | 2.8184 | 2100 | 750 | 2.8 | 24 | 39 | n24 | 0 | 5400 | 3533.3333 | 0 | 1 | 0 | 966.6667 | 1 | 1 | 966.6667 | 0 |  | 24 | 14 | n24 | 15 | 177.6667 | 2665 | 3825 | 975 | 0 | 0 | 0.046449 | 0.76161 | 59.4628 | 0 | 0 | 0 | 0 | 0 | 0 | 0 | 59.4628 | 891.9418
[14 empty] | 25 | 40 | n25 | 0 | 5700 | 3516.6667 | 0 | 1 | 0 | 983.3333 | 1 | 1 | 983.3333 | 0 |  | 25 | 15 | n25 | 0 | 0 | 0 | 3907.1429 | 985.7143 | 0 | 0 | 0 | 0.75 | 0 | 0 | 0 | 0 | 0 | 0 | 0 | 0 | 0 | 0
|  | Degradation coefficient CD | 0.25 | Note : CD is an optional Test. Default value is 0.25; Reference Table 1 of AS/NZS 3823.4.1:2014, 4.2:2014 | [9 empty] | 26 | 41 | n26 | 0 | 6000 | 3500 | 0 | 1 | 0 | 1000 | 1 | 1 | 1000 | 0 |  | 26 | 16 | n26 | 0 | 0 | 0 | 3989.2857 | 996.4286 | 0 | 0 | 0 | 0.75 | 0 | 0 | 0 | 0 | 0 | 0 | 0 | 0 | 0 | 0
[14 empty] | 26 | 42 | n26 | 0 | 6300 | 3483.3333 | 0 | 1 | 0 | 1016.6667 | 1 | 1 | 1016.6667 | 0 |  | 27 | 17 | n27 | 0 | 0 | 0 | 4071.4286 | 1007.1429 | 0 | 0 | 0 | 0.75 | 0 | 0 | 0 | 0 | 0 | 0 | 0 | 0 | 0 | 0
Inactive Energy | [13 empty] | 27 | 43 | n27 | 0 | 6600 | 3466.6667 | 0 | 1 | 0 | 1033.3333 | 1 | 1 | 1033.3333 | 0 |  | 28 | 18 | n28 | 0 | 0 | 0 | 4153.5714 | 1017.8571 | 0 | 0 | 0 | 0.75 | 0 | 0 | 0 | 0 | 0 | 0 | 0 | 0 | 0 | 0
If Standby power at 20º & 5oC are within 5% or 1W then tests at 10º & 15oC are not required, average of powers at 5º & 20º can be used for each | [13 empty] | 28 | 44 | n28 | 0 | 6900 | 3450 | 0 | 1 | 0 | 1050 | 1 | 1 | 1050 | 0 |  | 29 | 19 | n29 | 0 | 0 | 0 | 4235.7143 | 1028.5714 | 0 | 0 | 0 | 0.75 | 0 | 0 | 0 | 0 | 0 | 0 | 0 | 0 | 0 | 0
ID/OD temp | Power (W) | Weighing factor | weighted power | [10 empty] | 29 | 45 | n29 | 0 | 7200 | 3433.3333 | 0 | 1 | 0 | 1066.6667 | 1 | 1 | 1066.6667 | 0 |  | 30 | 20 | n30 | 0 | 0 | 0 | 4317.8571 | 1039.2857 | 0 | 0 | 0 | 0.75 | 0 | 0 | 0 | 0 | 0 | 0 | 0 | 0 | 0 | 0
5 | 1 | 0.05 | 0.05 |  | Weighted avg power (Pia) |  |  | 1 |  | W |  |  |  | 30 | 46 | n30 | 0 | 7500 | 3416.6667 | 0 | 1 | 0 | 1083.3333 | 1 | 1 | 1083.3333 | 0 |  | 31 | 21 | n31 | 0 | 0 | 0 | 4400 | 1050 | 0 | 0 | 0 | 0.75 | 0 | 0 | 0 | 0 | 0 | 0 | 0 | 0 | 0 | 0
10 | 1 | 0.13 | 0.13 |  |  |  | No of inactive mode operating hours | 6236 |  | hrs |  |  |  | 31 | 47 | n31 | 0 | 7800 | 3400 | 0 | 1 | 0 | 1100 | 1 | 1 | 1100 | 0 |  | 32 | 22 | n32 | 0 | 0 | 0 | 4482.1429 | 1060.7143 | 0 | 0 | 0 | 0.75 | 0 | 0 | 0 | 0 | 0 | 0 | 0 | 0 | 0 | 0
15 | 1 | 0.27 | 0.27 |  |  |  | Inactive energy consumption (CIAE) | 6236 |  | Whs |  |  |  | 32 | 48 | n32 | 0 | 8100 | 3383.3333 | 0 | 1 | 0 | 1116.6667 | 1 | 1 | 1116.6667 | 0 |  | 33 | 23 | n33 | 0 | 0 | 0 | 4564.2857 | 1071.4286 | 0 | 0 | 0 | 0.75 | 0 | 0 | 0 | 0 | 0 | 0 | 0 | 0 | 0 | 0
20 | 1 | 0.55 | 0.55 | [10 empty] | 33 | 49 | n33 | 0 | 8400 | 3366.6667 | 0 | 1 | 0 | 1133.3333 | 1 | 1 | 1133.3333 | 0 |  | 34 | 24 | n34 | 0 | 0 | 0 | 4646.4286 | 1082.1429 | 0 | 0 | 0 | 0.75 | 0 | 0 | 0 | 0 | 0 | 0 | 0 | 0 | 0 | 0
[14 empty] | 34 | 50 | n34 | 0 | 8700 | 3350 | 0 | 1 | 0 | 1150 | 1 | 1 | 1150 | 0 |  | 35 | 25 | n35 | 0 | 0 | 0 | 4728.5714 | 1092.8571 | 0 | 0 | 0 | 0.75 | 0 | 0 | 0 | 0 | 0 | 0 | 0 | 0 | 0 | 0
Mode | AS/NZS Hot & Humid |  | AS/NZS Mixed |  | AS/NZS Cold |  | ISO 16358 | [8 empty] | Total Hrs | 2247 | LCST |  |  |  | 4717616.6667 | CCSE |  |  |  | 1123173.4745 |  |  |  | Total Hrs | 277 | LHST | 272718.3333 | [14 empty] | CHSE | 90579.9027
| cooling | heating | cooling | heating | cooling | heating | cooling | heating
Active | 2247 | 277 | 840 | 1291 | 545 | 2660 | 1817 | 2866
Inactive | 6236 | 6236 | 6629 | 6629 | 5555 | 5555 | 4077 | 4077
Disconnected | 277 | 2247 | 1291 | 840 | 2660 | 545 | 2866 | 1817
Total | 8760 | 8760 | 8760 | 8760 | 8760 | 8760 | 8760 | 8760
Mode | Commercial Hot & Humid |  | Commercial Mixed |  | Commercial Cold |  | Custom
| cooling | heating | cooling | heating | cooling | heating | cooling | heating
Active | 3415 | 261 | 2411 | 1150 | 2104 | 1473 | 0 | 0
Inactive | 5084 | 5084 | 5199 | 5199 | 5183 | 5183 | 8760 | 8760
Disconnected | 261 | 3415 | 1150 | 2411 | 1473 | 2104 | 0 | 0
Total | 8760 | 8760 | 8760 | 8760 | 8760 | 8760 | 8760 | 8760
Temperature bin operating limits
Unit | Load condition | AS/NZS Hot & Humid |  | AS/NZS Mixed |  | AS/NZS Cold |  | ISO 16358
|  | cooling | heating | cooling | heating | cooling | heating | cooling | heating
ºC | to | 21 | 15 | 21 | 15 | 21 | 15 | 20 | 17
T1 H1 load % |  | 0% | 0% | 0% | 0% | 0% | 0% | 0% | 0%
ºC | t100 | 33 | 0 | 35 | 0 | 35 | 0 | 35 | 0
T1 H1 load % |  | 100% | 82% | 100% | 82% | 100% | 82% | 100% | 82%
Unit | Load condition | Commercial Hot & Humid |  | Commercial Mixed |  | Commercial Cold |  | Custom
|  | cooling | heating | cooling | heating | cooling | heating | cooling | heating
ºC | to | 17 | 17 | 17 | 17 | 14 | 14 | 15 | 18
T1 H1 load % |  | 0% | 0% | 0% | 0% | 0% | 0% | 0% | 0%
ºC | t100 | 33 | 0 | 35 | 0 | 35 | 0 | 35 | 0
T1 H1 load % |  | 100% | 82% | 100% | 82% | 100% | 82% | 100% | 82%
Note on E37: satyam: Calculated to Annex C Default 0.25 from Table 1
Note on G27: SM: Φfull(35)
Note on G28: SM: Φfull(29)
Note on G33: SM: Φfull(7)
Note on G34: SM: Φfull f(2)
Note on G35: SM: Φfull(-7)
Note on H27: SM: Pfull(35)
Note on H28: SM: Pfull(29)
Note on H33: SM: Pfull(7)
Note on H34: SM: Pfull f(2)
Note on H35: SM: Pfull(-7)
Note on J35: SM: Default Φfull(-7) = 0.64*Φfull(7)
Note on J69: Input range 13 to 22ºC
Note on J71: Input range 32-36ºC
Note on K35: SM: Default Pfull(-7) = 0.82*Pfull(7)
Note on K69: Input range 13-18ºC
Note on U4: satyam: to
Note on U5: satyam: t100
Note on V5: satyam: Φfull(t100)
Note on AK4: SM: to
Note on AK5: satyam: t100
Note on AL5: SM: =0.82*Φfull(H1)

## 2Stage AC
[33 empty] | Cooling cal | [30 empty] | Heating Cal
2Stage AC - SEASONAL PERFORMANCE FACTORS | [13 empty] | Load | Temp (oc) | Cooling load (W) | [17 empty] | Table 2 | Temp (oc) | Heating load (W)
[14 empty] | Load 0% | 17 | 0 | [17 empty] | Load 0% | 17 | 0
Select Operating Zone |  |  | Commercial Mixed | [10 empty] | Load 100% | 35 | 3303 | [17 empty] | Load 100% | 0 | 6560
[40 empty] | CAPACITY |  |  |  | POWER INPUT |  |  |  | HEATING SEASONAL ENERGY CONSUMPTION | [13 empty] | CHSE - Y(Min)
[40 empty] | Non frost zone cap tamb >=5.5 & <=-7C |  | Frost zone capacity tamb <5.5 & >-7C |  | Non frost zone cap tamb >=5.5 & <=-7C |  | Frost zone capacity tamb <5.5 & >-7C
2Stage AC - Seasonal performance in Commercial Mixed Zone | [13 empty] | Commercial Mixed |  |  |  | COOLING SEASONAL LOAD LCST |  |  | CAPACITY |  | Power input |  | COOLING SEASONAL ENERGY CONSUMPTION | [5 empty] | CCSE |  |  | Commercial Mixed ZONE |  |  |  | HEATING SEASONAL LOAD LHST | [9 empty] | NON FROSTING ZONE, when tamb>=5.5 and <=-7degC | [6 empty] | FROSTING ZONE, when Ta<5.5 & Ta>-7degC | [6 empty] | Total Power | Total energy
|  |  | Symbol | Unit | Cooling | Heating | Unit | Symbol | [5 empty] | Bin no | OD temp | Bin hrs | Ref bin hrs | Defined cooling load | when Lc(j) >Φful(tj) | weighted Lc | Min | Full | Min | Full | Operation factor | Part load factor | Effect Power input <min | when Φmin(tj) <Lc(j) <=Φful(tj) |  | Power input full | Total power | Total energy |  | Bin no | OD temp | Bin hrs | Ref bin hrs | Defined heating load | weighted Lc | Min | Full | Min | Full | Min | Full | Min | Full | when Lc(j)<=Φmin(tj) |  |  | when Φmin(tj) <Lc(j) <=Φful(tj) |  | when Lc(j) >Φful(tj) |  | when Lc(j)<=Φmin f(tj) |  |  | when Φmin f(tj) <Lc(j) <=Φful f(tj) |  | when Lc(j) >Φful f(tj)
|  | Total number of active hours | - | hr | 2411 | 1150 | hr | - | Total number of hours
|  | Cooling seasonal total load | LCST | kWh | 2845.184 | 2002.3435 | kWh | LHST | Heating seasonal total load |  |  |  |  | j | tj oC | nj | (nj) hrs | Lc(tj) |  | Whr | Φmin(tj) | Φful(tj) | Pmin(tj) | Pful(tj) | X(tj) : Φmin | FPL(tj) | Pmin(tj) | Xmf (tj) | Pmf | Pful(tj) | W | Whr |  | j | tj oC | nj | (nj) hrs | Lc(tj) W | LHST Whrs | Φmin(tj) | Φful(tj) | Φmin f(tj) | Φful f (tj) | Φmin(tj) | Φful(tj) | Φmin f(tj) | Φful f (tj) | X(tj) | FPL | Effc Pmin(tj) | Xmf (tj) | Pmf (tj) | Pful | PRH | X(tj) | FPL | Effc Pmin(tj) | Xmf (tj) | Pmf (tj) | Pful | PRH | W | Whr
|  | Cooling seasonal energy consumption | CCSE | kWh | 636.0117 | 763.199 | kWh | CHSE | Heating seasonal energy consumption |  |  |  |  | 0 | 15 | n0 | 0 | 0 | 0 | 0 | 1744.8468 | 4293 | 273.1583 | 666.6667 | 0 | 0.75 | 0 | 0 | 0 | 0 | 0 | 0 |  | 0 | -10 | n0 | 0 | 10418.8235 | 0 | 2251.4286 | 4502.8571 | 1338.5034 | 4660 | 1094 | 1953.5714 | 795.0422 | 1966.6667 | 1 | 1 | 0 | -2.6277 | 0 | 1953.5714 | 5915.9664 | 1 | 1 | 0 | -1.7338 | 0 | 0 | 0 | 7869.5378 | 0
|  | Cooling seasonal performance factor | FCSP | kWh/kWh | 4.4735 | 2.6236 | kWh/kWh | FHSP | Heating seasonal performance factor |  |  |  |  | 1 | 16 | n1 | 0 | 0 | 0 | 0 | 1741.1699 | 4243.5 | 278.647 | 683.3333 | 0 | 0.75 | 0 | 0 | 0 | 0 | 0 | 0 |  | 1 | -9 | n1 | 0 | 10032.9412 | 0 | 2354.2857 | 4708.5714 | 1745.6689 | 4813.3333 | 1112 | 1985.7143 | 912.6948 | 1994.4444 | 1 | 1 | 0 | -2.2616 | 0 | 1985.7143 | 5324.3697 | 1 | 1 | 0 | -1.7015 | 0 | 0 | 0 | 7310.084 | 0
|  | No of inactive hours | - | hr | 5199 |  | hr | - | No of inactive hours |  |  |  |  | 2 | 17 | n2 | 0 | 0 | 0 | 0 | 1737.493 | 4194 | 284.1357 | 700 | 0 | 0.75 | 0 | 0 | 0 | 0 | 0 | 0 |  | 2 | -8 | n2 | 0 | 9647.0588 | 0 | 2457.1429 | 4914.2857 | 2152.8345 | 4966.6667 | 1130 | 2017.8571 | 1030.3474 | 2022.2222 | 1 | 1 | 0 | -1.9261 | 0 | 2017.8571 | 4732.7731 | 1 | 1 | 0 | -1.6634 | 0 | 0 | 0 | 6750.6303 | 0
|  | Average Cooling Inactive power | Pia | W | 1 |  | W | Pia | Averge Heating Inactive power |  |  |  |  | 3 | 18 | n3 | 229 | 183.5 | 0 | 42021.5 | 1733.8162 | 4144.5 | 289.6244 | 716.6667 | 0.10584 | 0.77646 | 39.4775 | 0 | 0 | 0 | 39.4775 | 9040.3466 |  | 3 | -7 | n3 | 0 | 9261.1765 | 0 | 2560 | 5120 | 2560 | 5120 | 1148 | 2050 | 1148 | 2050 | 1 | 1 | 0 | -1.6176 | 0 | 2050 | 4141.1765 | 1 | 1 | 0 | -1.6176 | 0 | 0 | 0 | 6191.1765 | 0
|  | Total Inactive energy | CIAE | kWh | 5.199 |  | kWh | HIAE | Total Inactive energy |  |  |  |  | 4 | 19 | n4 | 238 | 367 | 0 | 87346 | 1730.1393 | 4095 | 295.1131 | 733.3333 | 0.21212 | 0.80303 | 77.9545 | 0 | 0 | 0 | 77.9545 | 18553.1812 |  | 4 | -6 | n4 | 0 | 8875.2941 | 0 | 2662.8571 | 5325.7143 | 2967.1655 | 5273.3333 | 1166 | 2082.1429 | 1265.6526 | 2077.7778 | 1 | 1 | 0 | -1.333 | 0 | 0 | 0 | 1 | 1 | 0 | -1.5619 | 0 | 2077.7778 | 3601.9608 | 5679.7386 | 0
Total Cooling energy consumption (with 60% CIAE) |  |  |  | kWh | 639.1311 | 765.2786 | kWh | Total Heating energy consumption (with 40% CIAE) | [5 empty] | 5 | 20 | n5 | 251 | 550.5 | 0 | 138175.5 | 1726.4624 | 4045.5 | 300.6018 | 750 | 0.31886 | 0.82972 | 115.5215 | 0 | 0 | 0 | 115.5215 | 28995.8918 |  | 5 | -5 | n5 | 0 | 8489.4118 | 0 | 2765.7143 | 5531.4286 | 3374.3311 | 5426.6667 | 1184 | 2114.2857 | 1383.3052 | 2105.5556 | 1 | 1 | 0 | -1.0695 | 0 | 0 | 0 | 1 | 1 | 0 | -1.4923 | 0 | 2105.5556 | 3062.7451 | 5168.3007 | 0
|  | Total Cooling seasonal performance factor | FTCSP | - | 4.4372 | 2.6059 | - | FTHSP | Total Heating seasonal performance factor |  |  |  |  | 6 | 21 | n6 | 225 | 734 | 0 | 165150 | 1722.7855 | 3996 | 306.0904 | 766.6667 | 0.42605 | 0.85651 | 152.2581 | 0 | 0 | 0 | 152.2581 | 34258.0707 |  | 6 | -4 | n6 | 1 | 8103.5294 | 8103.5294 | 2868.5714 | 5737.1429 | 3781.4966 | 5580 | 1202 | 2146.4286 | 1500.9578 | 2133.3333 | 1 | 1 | 0 | -0.82494 | 0 | 0 | 0 | 1 | 1 | 0 | -1.4031 | 0 | 2133.3333 | 2523.5294 | 4656.8627 | 4656.8627
|  | Total annual performance factor | FTAP | - | 3.4516 | [8 empty] | 7 | 22 | n7 | 242 | 917.5 | 0 | 222035 | 1719.1086 | 3946.5 | 311.5791 | 783.3333 | 0.53371 | 0.88343 | 188.2351 | 0 | 0 | 0 | 188.2351 | 45552.8934 |  | 7 | -3 | n7 | 0 | 7717.6471 | 0 | 2971.4286 | 5942.8571 | 4188.6621 | 5733.3333 | 1220 | 2178.5714 | 1618.6104 | 2161.1111 | 1 | 1 | 0 | -0.59729 | 0 | 0 | 0 | 1 | 1 | 0 | -1.2846 | 0 | 2161.1111 | 1984.3137 | 4145.4248 | 0
[14 empty] | 8 | 23 | n8 | 208 | 1101 | 0 | 229008 | 1715.4318 | 3897 | 317.0678 | 800 | 0.64182 | 0.91046 | 223.5154 | 0 | 0 | 0 | 223.5154 | 46491.2045 |  | 8 | -2 | n8 | 1 | 7331.7647 | 7331.7647 | 3074.2857 | 6148.5714 | 4595.8277 | 5886.6667 | 1238 | 2210.7143 | 1736.263 | 2188.8889 | 1 | 1 | 0 | -0.38487 | 0 | 0 | 0 | 1 | 1 | 0 | -1.1195 | 0 | 2188.8889 | 1445.098 | 3633.9869 | 3633.9869
Rating |  |  | FTCSP | Cooling | 2.5 Stars | 1 Stars | Heating | FHSP | [5 empty] | 9 | 24 | n9 | 185 | 1284.5 | 0 | 237632.5 | 1711.7549 | 3847.5 | 322.5565 | 816.6667 | 0.7504 | 0.9376 | 258.1552 | 0 | 0 | 0 | 258.1552 | 47758.7068 |  | 9 | -1 | n9 | 2 | 6945.8824 | 13891.7647 | 3177.1429 | 6354.2857 | 5002.9932 | 6040 | 1256 | 2242.8571 | 1853.9155 | 2216.6667 | 1 | 1 | 0 | -0.1862 | 0 | 0 | 0 | 1 | 1 | 0 | -0.87355 | 0 | 2216.6667 | 905.8824 | 3122.549 | 6245.098
[14 empty] | 10 | 25 | n10 | 178 | 1468 | 0 | 261304 | 1708.078 | 3798 | 328.0452 | 833.3333 | 0.85945 | 0.96486 | 292.2047 | 0 | 0 | 0 | 292.2047 | 52012.431 |  | 10 | 0 | n10 | 6 | 6560 | 39360 | 3280 | 6560 | 5410.1587 | 6193.3333 | 1274 | 2275 | 1971.5681 | 2244.4444 | 1 | 1 | 0 | 0 | 0 | 0 | 0 | 1 | 1 | 0 | -0.46818 | 0 | 2244.4444 | 366.6667 | 2611.1111 | 15666.6667
INPUT PARAMETERS | [13 empty] | 11 | 26 | n11 | 129 | 1651.5 | 0 | 213043.5 | 1704.4011 | 3748.5 | 333.5339 | 850 | 0.96896 | 0.99224 | 325.709 | 0 | 0 | 0 | 325.709 | 42016.4666 |  | 11 | 1 | n11 | 6 | 6174.1176 | 37044.7059 | 3382.8571 | 6765.7143 | 5817.3243 | 6346.6667 | 1292 | 2307.1429 | 2089.2207 | 2272.2222 | 1 | 1 | 0 | 0.17488 | 0 | 0 | 0 | 1 | 1 | 0 | 0.32597 | 2212.5695 | 0 | 0 | 2212.5695 | 13275.4168
[14 empty] | 12 | 27 | n12 | 125 | 1835 | 0 | 229375 | 1700.7242 | 3699 | 339.0226 | 866.6667 | 1 | 1 | 0 | 0.9328 | 374.4781 | 0 | 374.4781 | 46809.7604 |  | 12 | 2 | n12 | 9 | 5788.2353 | 52094.1176 | 3485.7143 | 6971.4286 | 6224.4898 | 6500 | 1310 | 2339.2857 | 2206.8733 | 2300 | 1 | 1 | 0 | 0.33944 | 0 | 0 | 0 | 0.92991 | 0.98248 | 2088.8 | 2.5834 | 0 | 0 | 0 | 2088.8 | 18799.1997
Data availability | Tests specified |  | Cooling Test |  | Mesured results |  |  | Standard default |  |  | Data used for calculation |  |  | 13 | 28 | n13 | 89 | 2018.5 | 0 | 179646.5 | 1697.0474 | 3649.5 | 344.5113 | 883.3333 | 1 | 1 | 0 | 0.83536 | 433.2232 | 0 | 433.2232 | 38556.8645 |  | 13 | 3 | n13 | 18 | 5402.3529 | 97242.3529 | 3588.5714 | 7177.1429 | 6631.6553 | 6653.3333 | 1328 | 2371.4286 | 2324.5259 | 2327.7778 | 1 | 1 | 0 | 0.49457 | 0 | 0 | 0 | 0.81463 | 0.95366 | 1985.6506 | 57.7074 | 0 | 0 | 0 | 1985.6506 | 35741.7115
| Options | Selection | Table 2 | OD Temp (oc) | Cooling cap (W) | Power input (W) | EER | Cooling cap (W) | Power input (W) | EER | Cooling cap (W) | Power input (W) | EER | 14 | 29 | n14 | 70 | 2202 | 0 | 154140 | 1693.3705 | 3600 | 350 | 900 | 1 | 1 | 0 | 0.73323 | 496.7229 | 0 | 496.7229 | 34770.604 |  | 14 | 4 | n14 | 16 | 5016.4706 | 80263.5294 | 3691.4286 | 7382.8571 | 7038.8209 | 6806.6667 | 1346 | 2403.5714 | 2442.1785 | 2355.5556 | 1 | 1 | 0 | 0.64105 | 0 | 0 | 0 | 0.71269 | 0.92817 | 1875.1996 | -7.7112 | 0 | 0 | 0 | 1875.1996 | 30003.1939
[14 empty] | 15 | 30 | n15 | 39 | 2385.5 | 0 | 93034.5 | 1689.6936 | 3550.5 | 355.4887 | 916.6667 | 1 | 1 | 0 | 0.62607 | 565.3285 | 0 | 565.3285 | 22047.8109 |  | 15 | 5 | n15 | 15 | 4630.5882 | 69458.8235 | 3794.2857 | 7588.5714 | 7445.9864 | 6960 | 1364 | 2435.7143 | 2559.8311 | 2383.3333 | 1 | 1 | 0 | 0.77959 | 0 | 0 | 0 | 0.62189 | 0.90547 | 1758.1256 | -4.7932 | 0 | 0 | 0 | 1758.1256 | 26371.8847
YES | Required | Measured | T1 Full cap | 35 | 3303 | 1000 | 3.303 | Measured data used |  |  | 3303 | 1000 | 3.303 | 16 | 31 | n16 | 52 | 2569 | 0 | 133588 | 1686.0167 | 3501 | 360.9774 | 933.3333 | 1 | 1 | 0 | 0.5135 | 639.4266 | 0 | 639.4266 | 33250.1852 |  | 16 | 6 | n16 | 23 | 4244.7059 | 97628.2353 | 3897.1429 | 7794.2857 | 7853.1519 | 7113.3333 | 1382 | 2467.8571 | 2677.4837 | 2411.1111 | 1 | 1 | 0 | 0.91082 | 1478.8411 | 0 | 0 | 0.54051 | 0.88513 | 0 | -3.8775 | 0 | 0 | 0 | 1478.8411 | 34013.3464
YES | Optional | Default | T1 Min cap | 35 | 1600 | 400 | 4 | 1671.3092 | 382.9322 | 4.3645 | 1671.3092 | 382.9322 | 4.3645 | 17 | 32 | n17 | 39 | 2752.5 | 0 | 107347.5 | 1682.3398 | 3451.5 | 366.4661 | 950 | 1 | 1 | 0 | 0.3951 | 719.4442 | 0 | 719.4442 | 28058.3223 |  | 17 | 7 | n17 | 29 | 3858.8235 | 111905.8824 | 4000 | 8000 | 8260.3175 | 7266.6667 | 1400 | 2500 | 2795.1363 | 2438.8889 | 0.96471 | 0.99118 | 1362.6113 | 1.0353 | 0 | 0 | 0 | 0.46715 | 0.86679 | 0 | -3.4296 | 0 | 0 | 0 | 1362.6113 | 39515.727
YES | Required | Measured | Low Amb Full cap | 29 | 3600 | 900 | 4 | Measured data used |  |  | 3600 | 900 | 4 | 18 | 33 | n18 | 21 | 2936 | 0 | 61656 | 1678.663 | 3402 | 371.9548 | 966.6667 | 1 | 1 | 0 | 0.27041 | 805.8532 | 0 | 805.8532 | 16922.918 |  | 18 | 8 | n18 | 33 | 3472.9412 | 114607.0588 | 4102.8571 | 8205.7143 | 8667.483 | 7420 | 1418 | 2532.1429 | 2912.7889 | 2466.6667 | 0.84647 | 0.96162 | 1248.2024 | 1.1535 | 0 | 0 | 0 | 0.40069 | 0.85017 | 0 | -3.164 | 0 | 0 | 0 | 1248.2024 | 41190.6801
YES | Required | Measured | Low Amb Min cap | 29 | 1800 | 350 | 5.1429 | Measured data used |  |  | 1800 | 350 | 5.1429 | 19 | 34 | n19 | 21 | 3119.5 | 0 | 65509.5 | 1674.9861 | 3352.5 | 377.4435 | 983.3333 | 1 | 1 | 0 | 0.1389 | 899.1776 | 0 | 899.1776 | 18882.7306 |  | 19 | 9 | n19 | 48 | 3087.0588 | 148178.8235 | 4205.7143 | 8411.4286 | 9074.6485 | 7573.3333 | 1436 | 2564.2857 | 3030.4414 | 2494.4444 | 0.73402 | 0.9335 | 1129.1288 | 1.266 | 0 | 0 | 0 | 0.34018 | 0.83505 | 0 | -2.9882 | 0 | 0 | 0 | 1129.1288 | 54198.1808
[14 empty] | 20 | 35 | n20 | 18 | 3303 | 0 | 59454 | 1671.3092 | 3303 | 382.9322 | 1000 | 1 | 1 | 0 | 0 | 1000 | 0 | 1000 | 18000 |  | 20 | 10 | n20 | 52 | 2701.1765 | 140461.1765 | 4308.5714 | 8617.1429 | 9481.8141 | 7726.6667 | 1454 | 2596.4286 | 3148.094 | 2522.2222 | 0.62693 | 0.90673 | 1005.3211 | 1.3731 | 0 | 0 | 0 | 0.28488 | 0.82122 | 0 | -2.8633 | 0 | 0 | 0 | 1005.3211 | 52276.695
Data availability | Tests specified |  | Heating Test |  | Mesured results |  |  | Standard default |  |  | Data used for calculation |  |  | 21 | 36 | n21 | 17 | 3486.5 | 1 | 55309.5 | 1667.6323 | 3253.5 | 388.4209 | 1016.6667 | 1 | 1 | 0 | 0 | 0 | 1016.6667 | 1016.6667 | 17283.3333 |  | 21 | 11 | n21 | 77 | 2315.2941 | 178277.6471 | 4411.4286 | 8822.8571 | 9888.9796 | 7880 | 1472 | 2628.5714 | 3265.7466 | 2550 | 0.52484 | 0.88121 | 876.7087 | 1.4752 | 0 | 0 | 0 | 0.23413 | 0.80853 | 0 | -2.7699 | 0 | 0 | 0 | 876.7087 | 67506.5691
| Options | Selection | Table 2 | OD Temp (oc) | Heating cap (W) | Power input (W) | COP | Heating cap (W) | Power input (W) | COP | Heating cap (W) | Power input (W) | COP | 22 | 37 | n22 | 14 | 3670 | 1 | 44856 | 1663.9554 | 3204 | 393.9096 | 1033.3333 | 1 | 1 | 0 | 0 | 0 | 1033.3333 | 1033.3333 | 14466.6667 |  | 22 | 12 | n22 | 87 | 1929.4118 | 167858.8235 | 4514.2857 | 9028.5714 | 10296.1451 | 8033.3333 | 1490 | 2660.7143 | 3383.3992 | 2577.7778 | 0.4274 | 0.85685 | 743.2196 | 1.5726 | 0 | 0 | 0 | 0.18739 | 0.79685 | 0 | -2.6975 | 0 | 0 | 0 | 743.2196 | 64660.1086
[14 empty] | 23 | 38 | n23 | 14 | 3853.5 | 1 | 44163 | 1660.2786 | 3154.5 | 399.3982 | 1050 | 1 | 1 | 0 | 0 | 0 | 1050 | 1050 | 14700 |  | 23 | 13 | n23 | 126 | 1543.5294 | 194484.7059 | 4617.1429 | 9234.2857 | 10703.3107 | 8186.6667 | 1508 | 2692.8571 | 3501.0518 | 2605.5556 | 0.3343 | 0.83358 | 604.7804 | 1.6657 | 0 | 0 | 0 | 0.14421 | 0.78605 | 0 | -2.6397 | 0 | 0 | 0 | 604.7804 | 76202.335
YES | Required | Measured | H1 Full cap | 7 | 8000 | 2500 | 3.2 | Measured data used |  |  | 8000 | 2500 | 3.2 | 24 | 39 | n24 | 2 | 4037 | 1 | 6210 | 1656.6017 | 3105 | 404.8869 | 1066.6667 | 1 | 1 | 0 | 0 | 0 | 1066.6667 | 1066.6667 | 2133.3333 |  | 24 | 14 | n24 | 170 | 1157.6471 | 196800 | 4720 | 9440 | 11110.4762 | 8340 | 1526 | 2725 | 3618.7044 | 2633.3333 | 0.24526 | 0.81132 | 461.3161 | 1.7547 | 0 | 0 | 0 | 0.10419 | 0.77605 | 0 | -2.5925 | 0 | 0 | 0 | 461.3161 | 78423.7419
YES | Required | Measured | H1 Min cap | 7 | 4000 | 1400 | 2.8571 | Measured data used |  |  | 4000 | 1400 | 2.8571 | 25 | 40 | n25 | 3 | 4220.5 | 1 | 9166.5 | 1652.9248 | 3055.5 | 410.3756 | 1083.3333 | 1 | 1 | 0 | 0 | 0 | 1083.3333 | 1083.3333 | 3250 |  | 25 | 15 | n25 | 210 | 771.7647 | 162070.5882 | 4822.8571 | 9645.7143 | 11517.6417 | 8493.3333 | 1544 | 2757.1429 | 3736.357 | 2661.1111 | 0.16002 | 0.79001 | 312.7502 | 1.84 | 0 | 0 | 0 | 0.067007 | 0.76675 | 0 | -2.5532 | 0 | 0 | 0 | 312.7502 | 65677.5509
YES | Required | Measured | H2 Full cap, f | 2 | 6500 | 2300 | 2.8261 | Measured data used |  |  | 6500 | 2300 | 2.8261 | 26 | 41 | n26 | 2 | 4404 | 1 | 6012 | 1649.2479 | 3006 | 415.8643 | 1100 | 1 | 1 | 0 | 0 | 0 | 1100 | 1100 | 2200 |  | 26 | 16 | n26 | 221 | 385.8824 | 85280 | 4925.7143 | 9851.4286 | 11924.8073 | 8646.6667 | 1562 | 2789.2857 | 3854.0096 | 2688.8889 | 0.07834 | 0.76959 | 159.0047 | 1.9217 | 0 | 0 | 0 | 0.03236 | 0.75809 | 0 | -2.52 | 0 | 0 | 0 | 159.0047 | 35140.0484
YES | Optional | Default | H2 Min cap, f | 2 | 6000 | 2200 | 2.7273 | 6224.4898 | 2206.8733 | 2.8205 | 6224.4898 | 2206.8733 | 2.8205 | 27 | 42 | n27 | 0 | 4587.5 | 1 | 0 | 1645.571 | 2956.5 | 421.353 | 1116.6667 | 1 | 1 | 0 | 0 | 0 | 1116.6667 | 1116.6667 | 0 |  | 27 | 17 | n27 | 0 | 0 | 0 | 5028.5714 | 10057.1429 | 12331.9728 | 8800 | 1580 | 2821.4286 | 3971.6622 | 2716.6667 | 0 | 0.75 | 0 | 2 | 0 | 0 | 0 | 0 | 0.75 | 0 | -2.4915 | 0 | 0 | 0 | 0 | 0
YES | Optional | Default | H3 Full cap | -7 | 5000 | 2000 | 2.5 | 5120 | 2050 | 2.4976 | 5120 | 2050 | 2.4976 | 28 | 43 | n28 | 0 | 4771 | 1 | 0 | 1641.8942 | 2907 | 426.8417 | 1133.3333 | 1 | 1 | 0 | 0 | 0 | 1133.3333 | 1133.3333 | 0 |  | 28 | 18 | n28 | 0 | 0 | 0 | 5131.4286 | 10262.8571 | 12739.1383 | 8953.3333 | 1598 | 2853.5714 | 4089.3148 | 2744.4444 | 0 | 0.75 | 0 | 2 | 0 | 0 | 0 | 0 | 0.75 | 0 | -2.365 | 0 | 0 | 0 | 0 | 0
Not required | Calculated | Default | H3 Min cap | -7 | 1 | 1 |  | 2560 | 1148 | 2.23 | 2560 | 1148 | 2.23 | 29 | 44 | n29 | 0 | 4954.5 | 1 | 0 | 1638.2173 | 2857.5 | 432.3304 | 1150 | 1 | 1 | 0 | 0 | 0 | 1150 | 1150 | 0 |  | 29 | 19 | n29 | 0 | 0 | 0 | 5234.2857 | 10468.5714 | 13146.3039 | 9106.6667 | 1616 | 2885.7143 | 4206.9674 | 2772.2222 | 0 | 0.75 | 0 | 2 | 0 | 0 | 0 | 0 | 0.75 | 0 | -2.2543 | 0 | 0 | 0 | 0 | 0
[14 empty] | 30 | 45 | n30 | 0 | 5138 | 1 | 0 | 1634.5404 | 2808 | 437.8191 | 1166.6667 | 1 | 1 | 0 | 0 | 0 | 1166.6667 | 1166.6667 | 0 |  | 30 | 20 | n30 | 0 | 0 | 0 | 5337.1429 | 10674.2857 | 13553.4694 | 9260 | 1634 | 2917.8571 | 4324.6199 | 2800 | 0 | 0.75 | 0 | 2 | 0 | 0 | 0 | 0 | 0.75 | 0 | -2.1568 | 0 | 0 | 0 | 0 | 0
|  | Degradation coefficient CD | 0.25 | Note : CD is an optional Test. Default value is 0.25; Reference Table 1 of AS/NZS 3823.4.1:2014, 4.2:2014 | [9 empty] | 31 | 46 | n31 | 0 | 5321.5 | 1 | 0 | 1630.8635 | 2758.5 | 443.3078 | 1183.3333 | 1 | 1 | 0 | 0 | 0 | 1183.3333 | 1183.3333 | 0 |  | 31 | 21 | n31 | 0 | 0 | 0 | 5440 | 10880 | 13960.6349 | 9413.3333 | 1652 | 2950 | 4442.2725 | 2827.7778 | 0 | 0.75 | 0 | 2 | 0 | 0 | 0 | 0 | 0.75 | 0 | -2.0701 | 0 | 0 | 0 | 0 | 0
[14 empty] | 32 | 47 | n32 | 0 | 5505 | 1 | 0 | 1627.1866 | 2709 | 448.7965 | 1200 | 1 | 1 | 0 | 0 | 0 | 1200 | 1200 | 0 |  | 32 | 22 | n32 | 0 | 0 | 0 | 5542.8571 | 11085.7143 | 14367.8005 | 9566.6667 | 1670 | 2982.1429 | 4559.9251 | 2855.5556 | 0 | 0.75 | 0 | 2 | 0 | 0 | 0 | 0 | 0.75 | 0 | -1.9926 | 0 | 0 | 0 | 0 | 0
Inactive Energy | [13 empty] | 33 | 48 | n33 | 0 | 5688.5 | 1 | 0 | 1623.5097 | 2659.5 | 454.2852 | 1216.6667 | 1 | 1 | 0 | 0 | 0 | 1216.6667 | 1216.6667 | 0 |  | 33 | 23 | n33 | 0 | 0 | 0 | 5645.7143 | 11291.4286 | 14774.966 | 9720 | 1688 | 3014.2857 | 4677.5777 | 2883.3333 | 0 | 0.75 | 0 | 2 | 0 | 0 | 0 | 0 | 0.75 | 0 | -1.9229 | 0 | 0 | 0 | 0 | 0
If Standby power at 20º & 5oC are within 5% or 1W then tests at 10º & 15oC are not required, average of powers at 5º & 20º can be used for each | [13 empty] | 34 | 49 | n34 | 0 | 5872 | 1 | 0 | 1619.8329 | 2610 | 459.7739 | 1233.3333 | 1 | 1 | 0 | 0 | 0 | 1233.3333 | 1233.3333 | 0 |  | 34 | 24 | n34 | 0 | 0 | 0 | 5748.5714 | 11497.1429 | 15182.1315 | 9873.3333 | 1706 | 3046.4286 | 4795.2303 | 2911.1111 | 0 | 0.75 | 0 | 2 | 0 | 0 | 0 | 0 | 0.75 | 0 | -1.8598 | 0 | 0 | 0 | 0 | 0
ID/OD temp | Power (W) | Weighing factor | weighted power | [10 empty] | 35 | 50 | n35 | 0 | 6055.5 | 1 | 0 | 1616.156 | 2560.5 | 465.2626 | 1250 | 1 | 1 | 0 | 0 | 0 | 1250 | 1250 | 0 |  | 35 | 25 | n35 | 0 | 0 | 0 | 5851.4286 | 11702.8571 | 15589.2971 | 10026.6667 | 1724 | 3078.5714 | 4912.8829 | 2938.8889 | 0 | 0.75 | 0 | 2 | 0 | 0 | 0 | 0 | 0.75 | 0 | -1.8025 | 0 | 0 | 0 | 0 | 0
5 | 1 | 0.05 | 0.05 |  | Weighted avg power (Pia) |  |  | 1 |  | W | [5 empty] | Total Hrs | 2411 |  | LCST | 2845184 | [11 empty] | 636011.7217 |  |  |  | Total Hrs | 1150 | LHST | 2002343.5294 | [22 empty] | CHSE | 763199.0046
10 | 1 | 0.13 | 0.13 |  |  |  | No of inactive mode operating hours | 5199 |  | hrs
15 | 1 | 0.27 | 0.27 |  |  |  | Inactive energy consumption (CIAE) | 5199 |  | Whs
20 | 1 | 0.55 | 0.55
Mode | AS/NZS Hot & Humid |  | AS/NZS Mixed |  | AS/NZS Cold |  | ISO 16358
| cooling | heating | cooling | heating | cooling | heating | cooling | heating
Active | 2247 | 277 | 840 | 1291 | 545 | 2660 | 1817 | 2866
Inactive | 6236 | 6236 | 6629 | 6629 | 5555 | 5555 | 4077 | 4077
Disconnected | 277 | 2247 | 1291 | 840 | 2660 | 545 | 2866 | 1817
Total | 8760 | 8760 | 8760 | 8760 | 8760 | 8760 | 8760 | 8760
Mode | Commercial Hot & Humid |  | Commercial Mixed |  | Commercial Cold |  | Custom
| cooling | heating | cooling | heating | cooling | heating | cooling | heating
Active | 3415 | 261 | 2411 | 1150 | 2104 | 1473 | 0 | 0
Inactive | 5084 | 5084 | 5199 | 5199 | 5183 | 5183 | 8760 | 8760
Disconnected | 261 | 3415 | 1150 | 2411 | 1473 | 2104 | 0 | 0
Total | 8760 | 8760 | 8760 | 8760 | 8760 | 8760 | 8760 | 8760
Temperature bin operating limits
Unit | Load condition | AS/NZS Hot & Humid |  | AS/NZS Mixed |  | AS/NZS Cold |  | ISO 16358
|  | cooling | heating | cooling | heating | cooling | heating | cooling | heating
ºC | to | 21 | 15 | 21 | 15 | 21 | 15 | 20 | 17
T1 H1 load % |  | 0% | 0% | 0% | 0% | 0% | 0% | 0% | 0%
ºC | t100 | 33 | 0 | 35 | 0 | 35 | 0 | 35 | 0
T1 H1 load % |  | 100% | 82% | 100% | 82% | 100% | 82% | 100% | 82%
Unit | Load condition | Commercial Hot & Humid |  | Commercial Mixed |  | Commercial Cold |  | Custom
|  | cooling | heating | cooling | heating | cooling | heating | cooling | heating
ºC | to | 17 | 17 | 17 | 17 | 14 | 14 | 15 | 18
T1 H1 load % |  | 0% | 0% | 0% | 0% | 0% | 0% | 0% | 0%
ºC | t100 | 33 | 0 | 35 | 0 | 35 | 0 | 35 | 0
T1 H1 load % |  | 100% | 82% | 100% | 82% | 100% | 82% | 100% | 82%
Note on E43: satyam: Calculated to Annex C Default 0.25 from Table 1
Note on G28: SM: Φfull(35)
Note on G29: SM: Φmin(35)
Note on G30: SM: Φfull(29)
Note on G31: SM Φmin(29)
Note on G36: SM: Φfull(7)
Note on G37: SM: Φmin(7)
Note on G38: SM: Φfull f(2)
Note on G39: SM: Φmin f(2)
Note on G40: SM: Φfull(-7)
Note on H28: SM: Pfull(35)
Note on H29: SM: Pmin(35)
Note on H30: SM: Pfull(29)
Note on H31: SM: Pmin(29)
Note on H36: SM: Pfull(7)
Note on H37: SM: Pmin(7)
Note on H38: SM: Pfull f(2)
Note on H39: SM: Pmin f(2)
Note on H40: SM: Pfull(-7)
Note on J29: SM: Default Φmin(35) = Φmin(29)/1.077
Note on J39: SM: Default Φmin f(2) = Φmin (2)/1.12 Φmin(2) = Φmin(-7) + (Φmin(7)-Φmin(-7) )* (2-(-7)) / (7 - (-7))
Note on J40: SM: Default Φfull(-7) = 0.64*Φfull(7)
Note on J41: SM: Default Φmin(-7) = 0.64*Φmin(7)
Note on J75: Input range 13 to 22ºC
Note on J77: Input range 32-36ºC
Note on K29: SM: Default Pmin(35) = Pmin(29)/0.914
Note on K39: SM: Default Pmin f(2) = Pmin(2)/1.06 Pmin(2) = Pmin(-7) + (Pmin(7)-Pmin(-7) )* (2-(-7)) / (7 - (-7))
Note on K40: SM: Default Pfull(-7) = 0.82*Pfull(7)
Note on K41: SM: Default Pmin(-7) = 0.82*min(7)
Note on K75: Input range 13-18ºC
Note on S4: satyam: to
Note on S5: satyam: t100
Note on T5: satyam: Φfull(t100)
Note on AO4: SM: to
Note on AO5: satyam: t100
Note on AP5: SM: =0.82*Φfull(H1)

## Multi Stage AC
[42 empty] | Cooling cal | [62 empty] | Heating Cal
MULTI STAGE AC - SEASONAL PERFORMANCE FACTORS | [13 empty] | Load | Temp (oc) | Cooling load (W) | [26 empty] | Table 2 | Temp (oc) | Heating load (W)
[14 empty] | Load 0% | 21 | 0 | [26 empty] | Load 0% | 15 | 0
Select Operating Zone |  |  | AS/NZS Mixed | [10 empty] | Load 100% | 35 | 2674 | [26 empty] | Load 100% | 0 | 6560
[49 empty] | CAPACITY | [7 empty] | POWER INPUT | [7 empty] | HEATING SEASONAL ENERGY CONSUMPTION | [21 empty] | CHSE - Y(Min) Y(Entd) |  | CHSE - Y(Min) N(Entd) | [5 empty] | CHSE - N(Min) Y(Entd) | [7 empty] | CHSE - N(Min) N(Entd)
MultiStage AC - Seasonal performance in AS/NZS Mixed Zone | [13 empty] | AS/NZS Mixed |  |  |  | COOLING SEASONAL LOAD LCST |  |  | CAPACITY |  |  | POWER Input |  |  | COOLING SEASONAL ENERGY CONSUMPTION when Min Capacity data is available | [7 empty] | CCSE- when Y(Min) |  | CCSE- when N(Min) | [5 empty] | AS/NZS Mixed ZONE |  |  |  | HEATING SEASONAL LOAD LHST |  | Non frost zone cap tamb >=5.5 & <=-7C |  |  |  | Frost zone capacity tamb <5.5 & >-7C |  |  |  | Non frost zone cap tamb >=5.5 & <=-7C |  |  |  | Frost zone capacity tamb <5.5 & >-7C |  |  |  | NON FROSTING ZONE, when tamb >=5.5 and <=-7degC | [10 empty] | FROSTING ZONE, when Ta <5.5, Ta >-7degC | [10 empty] | Total Power | Total energy | NON FROSTING ZONE |  | FROSTING ZONE |  | Total Power | Total energy | NON FROSTING ZONE |  |  | FROSTING ZONE |  |  | Total Power | Total energy | Total Power | Total energy
|  |  | Symbol | Unit | Cooling | Heating | Unit | Symbol | [5 empty] | Bin no | OD temp | Bin hrs | Ref bin hrs | Defined cooling load | when Lc(j) >Φful(tj) | weighted Lc | Min | Half | Full | Min | Half | Full | Operation factor | Part load factor | Effect Power input <min | when Φmin(tj) <Lc(j) <=Φhlf(tj) |  | when Φhalf(tj) <Lc(j) <=Φful(tj) |  | Power input full | Total power | Total energy | Operation factor | Part load factor | Effect Power input half | Total power | Energy consumed |  | Bin no | OD temp | Bin hrs | Ref bin hrs | Defined heating load | weighted Lc | Min | Half | Full | Extnd | Min | Half | Full | Extnd | Min | Half | Full | Extnd | Min | Half | Full | Extnd | when Lc(j)<=Φmin(tj) |  |  | when Φmin(tj) <Lc(j) <=Φhlf(tj) |  | when Φhalf(tj) <Lc(j) <=Φful(tj) |  | when Φful(tj) <Lc(j) <=Φextd(tj) |  | when Lc(j) >Φextd(tj) |  | when Lc(j)<=Φmin f(tj) |  |  | when Φmin f(tj) <Lc(j) <=Φhlf f(tj) |  | when Φhalf f(tj) <Lc(j) <=Φful f(tj) |  | when Φful f(tj) <Lc(j) <=Φextd f(tj) |  | when Lc(j) >Φextd f(tj) |  |  |  | when Lc(j) >Φful(tj) |  | when Lc(j) >Φful f(tj) |  |  |  | when Lc(j)<=Φhalf(tj) |  |  | when Lc(j)<=Φhlaf f(tj)
|  | Total number of active hours | - | hr | 840 | 1291 | hr | - | Total number of hours
|  | Cooling seasonal total load | LCST | kWh | 1163.1973 | 4344.4693 | kWh | LHST | Heating seasonal total load |  |  |  |  | j | tj oC | nj | (nj) hrs | Lc(tj) |  | Whr | Φmin(tj) | Φhalf(tj) | Φful(tj) | Pmin(tj) | Phalf(tj) | Pful(tj) | X(tj) : Φmin | FPL(tj) | Pmin(tj) | Xmh | Pmh | ERhf | Phf | Pful(tj) | W | Whr | X(tj) : Φhlf | FPL(tj) | Phalf(tj) | W | Whr |  | j | tj oC | nj | (nj) hrs | Lc(tj) W | LHST Whrs | Φmin(tj) | Φhalf(tj) | Φful(tj) | Φextd(tj) | Φmin f(tj) | Φhalf f(tj) | Φful f (tj) | Φextd f (tj) | Pmin(tj) | Phalf(tj) | Pful(tj) | Pextd(tj) | Pmin f(tj) | Phalf f(tj) | Pful f (tj) | Pextd f (tj) | X(tj) | FPL | Effc Pmin(tj) | Xmh (tj) | Pmh (tj) | Xhf (tj) | Phf (tj) | Xfext (tj) | Pfe (tj) | Pext | PRH | X(tj) | FPL | Effc Pmin(tj) | Xmh (tj) | Pmh (tj) | Xhf (tj) | Phf (tj) | Xfext (tj) | Pfe (tj) | Pext | PRH | W | Whr | Pful | PRH | Pful f | PRH | W | Whr | X(tj) | FPL | Effc Phalf(tj) | X(tj) | FPL | Effc Phalf(tj) | W | Whr | W | Whr
|  | Cooling seasonal energy consumption | CCSE | kWh | 263.3669 | 1552.8593 | kWh | CHSE | Heating seasonal energy consumption |  |  |  |  | 0 | 15 | n0 | 0 | 0 | 1 | 0 | 878.6667 | 881.6667 | -929.3333 | 526.3333 | -62.6667 | -757.3333 | 0 | 0.75 | 0 | 293.8889 | 0 | 0.51316 | 0 | -757.3333 | -757.3333 | 0 | 0 | 0.75 | 0 | -757.3333 | 0 |  | 0 | -10 | n0 | 0 | 10933.3333 | 0 | 2251.4286 | 3178.5714 | 4357.1429 | 7973.3333 | 2375.9184 | 3166.6667 | 4166.6667 | 8333.3333 | 1094 | 1500 | 2135.7143 | 2096.6667 | 1118.717 | 1466.6667 | 2133.3333 | 2166.6667 | 1 | 1 | 0 | -8.3641 | 0 | -5.5798 | 0 | -0.81854 | 0 | 2096.6667 | 2600 | 1 | 1 | 0 | -9.8219 | 0 | -6.7667 | 0 | -0.624 | 0 | 0 | 0 | 4696.6667 | 0 | 2135.7143 | 6766.6667 | 0 | 0 | 8902.381 | 0 | 1 | 1 | 0 | 1 | 1 | 0 | 4696.6667 | 0 | 8902.381 | 0
|  | Cooling seasonal performance factor | FCSP | kWh/kWh | 4.4166 | 2.7977 | kWh/kWh | FHSP | Heating seasonal performance factor |  |  |  |  | 1 | 16 | n1 | 0 | 0 | 1 | 0 | 887.3333 | 907.3333 | -749.1667 | 510.1667 | -46.3333 | -687.6667 | 0 | 0.75 | 0 | 45.3667 | 0 | 0.45226 | 0 | -687.6667 | -687.6667 | 0 | 0 | 0.75 | 0 | -687.6667 | 0 |  | 1 | -9 | n1 | 0 | 10496 | 0 | 2354.2857 | 3285.7143 | 4571.4286 | 8148.8889 | 2437.2789 | 3277.7778 | 4444.4444 | 8388.8889 | 1112 | 1500 | 2157.1429 | 2231.1111 | 1128.478 | 1477.7778 | 2155.5556 | 2277.7778 | 1 | 1 | 0 | -7.7411 | 0 | -4.608 | 0 | -0.65608 | 0 | 2231.1111 | 2107.1111 | 1 | 1 | 0 | -8.588 | 0 | -5.187 | 0 | -0.5342 | 0 | 0 | 0 | 4338.2222 | 0 | 2157.1429 | 6051.5556 | 0 | 0 | 8208.6984 | 0 | 1 | 1 | 0 | 1 | 1 | 0 | 4338.2222 | 0 | 8208.6984 | 0
|  | No of inactive hours | - | hr | 6629 |  | hr | - | No of inactive hours |  |  |  |  | 2 | 17 | n2 | 0 | 0 | 1 | 0 | 896 | 933 | -569 | 494 | -30 | -618 | 0 | 0.75 | 0 | 25.2162 | 0 | 0.37883 | 0 | -618 | -618 | 0 | 0 | 0.75 | 0 | -618 | 0 |  | 2 | -8 | n2 | 0 | 10058.6667 | 0 | 2457.1429 | 3392.8571 | 4785.7143 | 8324.4444 | 2498.6395 | 3388.8889 | 4722.2222 | 8444.4444 | 1130 | 1500 | 2178.5714 | 2365.5556 | 1138.239 | 1488.8889 | 2177.7778 | 2388.8889 | 1 | 1 | 0 | -7.1238 | 0 | -3.7857 | 0 | -0.49007 | 0 | 2365.5556 | 1614.2222 | 1 | 1 | 0 | -7.492 | 0 | -4.0023 | 0 | -0.43367 | 0 | 0 | 0 | 3979.7778 | 0 | 2178.5714 | 5336.4444 | 0 | 0 | 7515.0159 | 0 | 1 | 1 | 0 | 1 | 1 | 0 | 3979.7778 | 0 | 7515.0159 | 0
|  | Average Cooling Inactive power | Pia | W | 1 |  | W | Pia | Averge Heating Inactive power |  |  |  |  | 3 | 18 | n3 | 0 | 0 | 1 | 0 | 904.6667 | 958.6667 | -388.8333 | 477.8333 | -13.6667 | -548.3333 | 0 | 0.75 | 0 | 17.7531 | 0 | 0.28856 | 0 | -548.3333 | -548.3333 | 0 | 0 | 0.75 | 0 | -548.3333 | 0 |  | 3 | -7 | n3 | 0 | 9621.3333 | 0 | 2560 | 3500 | 5000 | 8500 | 2560 | 3500 | 5000 | 8500 | 1148 | 1500 | 2200 | 2500 | 1148 | 1500 | 2200 | 2500 | 1 | 1 | 0 | -6.5121 | 0 | -3.0809 | 0 | -0.32038 | 0 | 2500 | 1121.3333 | 1 | 1 | 0 | -6.5121 | 0 | -3.0809 | 0 | -0.32038 | 0 | 0 | 0 | 3621.3333 | 0 | 2200 | 4621.3333 | 0 | 0 | 6821.3333 | 0 | 1 | 1 | 0 | 1 | 1 | 0 | 3621.3333 | 0 | 6821.3333 | 0
|  | Total Inactive energy | CIAE | kWh | 6.629 |  | kWh | HIAE | Total Inactive energy |  |  |  |  | 4 | 19 | n4 | 0 | 0 | 1 | 0 | 913.3333 | 984.3333 | -208.6667 | 461.6667 | 2.6667 | -478.6667 | 0 | 0.75 | 0 | 13.8638 | 0 | 0.17491 | 0 | -478.6667 | -478.6667 | 0 | 0 | 0.75 | 0 | -478.6667 | 0 |  | 4 | -6 | n4 | 0 | 9184 | 0 | 2662.8571 | 3607.1429 | 5214.2857 | 8675.5556 | 2621.3605 | 3611.1111 | 5277.7778 | 8555.5556 | 1166 | 1500 | 2221.4286 | 2634.4444 | 1157.761 | 1511.1111 | 2222.2222 | 2611.1111 | 1 | 1 | 0 | -5.9059 | 0 | -2.47 | 0 | -0.1469 | 0 | 0 | 0 | 1 | 1 | 0 | -5.6306 | 0 | -2.3437 | 0 | -0.19173 | 0 | 2611.1111 | 628.4444 | 3239.5556 | 0 | 0 | 0 | 2222.2222 | 3906.2222 | 6128.4444 | 0 | 1 | 1 | 0 | 1 | 1 | 0 | 3239.5556 | 0 | 6128.4444 | 0
Total Cooling energy consumption (with 60% CIAE) |  |  |  | kWh | 267.3443 | 1555.5109 | kWh | Total Heating energy consumption (with 40% CIAE) | [5 empty] | 5 | 20 | n5 | 0 | 0 | 1 | 0 | 922 | 1010 | -28.5 | 445.5 | 19 | -409 | 0 | 0.75 | 0 | 11.4773 | 0 | 0.027443 | 0 | -409 | -409 | 0 | 0 | 0.75 | 0 | -409 | 0 |  | 5 | -5 | n5 | 0 | 8746.6667 | 0 | 2765.7143 | 3714.2857 | 5428.5714 | 8851.1111 | 2682.7211 | 3722.2222 | 5555.5556 | 8611.1111 | 1184 | 1500 | 2242.8571 | 2768.8889 | 1167.522 | 1522.2222 | 2244.4444 | 2722.2222 | 1 | 1 | 0 | -5.3052 | 0 | -1.9356 | 0 | 0.030517 | 0 | 0 | 0 | 1 | 1 | 0 | -4.8335 | 0 | -1.7406 | 0 | -0.044364 | 0 | 2722.2222 | 135.5556 | 2857.7778 | 0 | 0 | 0 | 2244.4444 | 3191.1111 | 5435.5556 | 0 | 1 | 1 | 0 | 1 | 1 | 0 | 2857.7778 | 0 | 5435.5556 | 0
|  | Total Cooling seasonal performance factor | FTCSP | - | 4.3082 | 2.7858 | - | FTHSP | Total Heating seasonal performance factor |  |  |  |  | 6 | 21 | n6 | 0 | 0 | 0 | 0 | 930.6667 | 1035.6667 | 151.6667 | 429.3333 | 35.3333 | -339.3333 | 0 | 0.75 | 0 | 9.8635 | 0 | -0.17157 | 0 | 0 | 0 | 0 | 0 | 0.75 | 0 | 0 | 0 |  | 6 | -4 | n6 | 1 | 8309.3333 | 8309.3333 | 2868.5714 | 3821.4286 | 5642.8571 | 9026.6667 | 2744.0816 | 3833.3333 | 5833.3333 | 8666.6667 | 1202 | 1500 | 2264.2857 | 2903.3333 | 1177.283 | 1533.3333 | 2266.6667 | 2833.3333 | 1 | 1 | 0 | -4.7099 | 0 | -1.4639 | 0 | 0.21199 | 0 | 0 | 0 | 1 | 1 | 0 | -4.1092 | 0 | -1.238 | 0 | 0.12612 | 2761.8667 | 0 | 0 | 2761.8667 | 2761.8667 | 0 | 0 | 2266.6667 | 2476 | 4742.6667 | 4742.6667 | 1 | 1 | 0 | 1 | 1 | 0 | 2761.8667 | 2761.8667 | 4742.6667 | 4742.6667
|  | Total annual performance factor | FTAP | - | 3.0215 | [8 empty] | 7 | 22 | n7 | 36 | 191 | 0 | 6876 | 939.3333 | 1061.3333 | 331.8333 | 413.1667 | 51.6667 | -269.6667 | 0.20334 | 0.80083 | 104.9051 | 7.1339 | 0 | -0.19305 | 0 | 0 | 104.9051 | 3776.5823 | 0.17996 | 0.79499 | 11.6958 | 11.6958 | 421.0489 |  | 7 | -3 | n7 | 1 | 7872 | 7872 | 2971.4286 | 3928.5714 | 5857.1429 | 9202.2222 | 2805.4422 | 3944.4444 | 6111.1111 | 8722.2222 | 1220 | 1500 | 2285.7143 | 3037.7778 | 1187.044 | 1544.4444 | 2288.8889 | 2944.4444 | 1 | 1 | 0 | -4.12 | 0 | -1.0447 | 0 | 0.39767 | 0 | 0 | 0 | 1 | 1 | 0 | -3.4482 | 0 | -0.81272 | 0 | 0.32562 | 2730.9844 | 0 | 0 | 2730.9844 | 2730.9844 | 0 | 0 | 2288.8889 | 1760.8889 | 4049.7778 | 4049.7778 | 1 | 1 | 0 | 1 | 1 | 0 | 2730.9844 | 2730.9844 | 4049.7778 | 4049.7778
[14 empty] | 8 | 23 | n8 | 58 | 382 | 0 | 22156 | 948 | 1087 | 512 | 397 | 68 | -200 | 0.40295 | 0.85074 | 188.0397 | 5.0719 | 0 | -0.22609 | 0 | 0 | 188.0397 | 10906.3013 | 0.35143 | 0.83786 | 28.5215 | 28.5215 | 1654.2498 |  | 8 | -2 | n8 | 4 | 7434.6667 | 29738.6667 | 3074.2857 | 4035.7143 | 6071.4286 | 9377.7778 | 2866.8027 | 4055.5556 | 6388.8889 | 8777.7778 | 1238 | 1500 | 2307.1429 | 3172.2222 | 1196.805 | 1555.5556 | 2311.1111 | 3055.5556 | 1 | 1 | 0 | -3.5353 | 0 | -0.66966 | 0 | 0.58769 | 0 | 0 | 0 | 1 | 1 | 0 | -2.8426 | 0 | -0.44819 | 0 | 0.56223 | 2637.0047 | 0 | 0 | 2637.0047 | 10548.0186 | 0 | 0 | 2311.1111 | 1045.7778 | 3356.8889 | 13427.5556 | 1 | 1 | 0 | 1 | 1 | 0 | 2637.0047 | 10548.0186 | 3356.8889 | 13427.5556
Rating |  |  | FTCSP | Cooling | 2.5 Stars | 1 Stars | Heating | FHSP | [5 empty] | 9 | 24 | n9 | 67 | 573 | 0 | 38391 | 956.6667 | 1112.6667 | 692.1667 | 380.8333 | 84.3333 | -130.3333 | 0.59895 | 0.89974 | 253.5202 | 3.4594 | 0 | -0.28339 | 0 | 0 | 253.5202 | 16985.8525 | 0.51498 | 0.87874 | 49.4227 | 49.4227 | 3311.3178 |  | 9 | -1 | n9 | 9 | 6997.3333 | 62976 | 3177.1429 | 4142.8571 | 6285.7143 | 9553.3333 | 2928.1633 | 4166.6667 | 6666.6667 | 8833.3333 | 1256 | 1500 | 2328.5714 | 3306.6667 | 1206.566 | 1566.6667 | 2333.3333 | 3166.6667 | 1 | 1 | 0 | -2.9558 | 0 | -0.33209 | 0 | 0.78222 | 0 | 0 | 0 | 1 | 1 | 0 | -2.2856 | 0 | -0.13227 | 0 | 0.84738 | 2460.5128 | 0 | 0 | 2460.5128 | 22144.6154 | 0 | 0 | 2333.3333 | 330.6667 | 2664 | 23976 | 1 | 1 | 0 | 1 | 1 | 0 | 2460.5128 | 22144.6154 | 2664 | 23976
[14 empty] | 10 | 25 | n10 | 83 | 764 | 0 | 63412 | 965.3333 | 1138.3333 | 872.3333 | 364.6667 | 100.6667 | -60.6667 | 0.79144 | 0.94786 | 304.4867 | 2.1638 | 0 | -0.40727 | 0 | 0 | 304.4867 | 25272.3964 | 0.67116 | 0.91779 | 73.6151 | 73.6151 | 6110.0499 |  | 10 | 0 | n10 | 23 | 6560 | 150880 | 3280 | 4250 | 6500 | 9728.8889 | 2989.5238 | 4277.7778 | 6944.4444 | 8888.8889 | 1274 | 1500 | 2350 | 3441.1111 | 1216.327 | 1577.7778 | 2355.5556 | 3277.7778 | 1 | 1 | 0 | -2.3814 | 0 | -0.026667 | 0 | 0.98142 | 0 | 0 | 0 | 1 | 1 | 0 | -1.7716 | 0 | 0.14417 | 2243.4259 | 1.1977 | 0 | 0 | 0 | 2243.4259 | 51598.7963 | 0 | 0 | 0 | 0 | 2243.4259 | 51598.7963 | 1 | 1 | 0 | 1 | 1 | 0 | 2243.4259 | 51598.7963 | 2243.4259 | 51598.7963
INPUT PARAMETERS | [13 empty] | 11 | 26 | n11 | 76 | 955 | 0 | 72580 | 974 | 1164 | 1052.5 | 348.5 | 117 | 9 | 0.98049 | 0.99512 | 343.3763 | 1.1 | 0 | -0.87444 | 0 | 0 | 343.3763 | 26096.6005 | 0.82045 | 0.95511 | 100.5037 | 100.5037 | 7638.282 |  | 11 | 1 | n11 | 37 | 6122.6667 | 226538.6667 | 3382.8571 | 4357.1429 | 6714.2857 | 9904.4444 | 3050.8844 | 4388.8889 | 7222.2222 | 8944.4444 | 1292 | 1500 | 2371.4286 | 3575.5556 | 1226.0881 | 1588.8889 | 2377.7778 | 3388.8889 | 1 | 1 | 0 | -1.8121 | 0 | 0.25099 | 0 | 1.1855 | 0 | 0 | 0 | 1 | 1 | 0 | -1.2958 | 0 | 0.38808 | 2071.627 | 1.6385 | 0 | 0 | 0 | 2071.627 | 76650.1996 | 0 | 0 | 0 | 0 | 2071.627 | 76650.1996 | 1 | 1 | 0 | 1 | 1 | 0 | 2071.627 | 76650.1996 | 2071.627 | 76650.1996
[14 empty] | 12 | 27 | n12 | 88 | 1146 | 0 | 100848 | 982.6667 | 1189.6667 | 1232.6667 | 332.3333 | 133.3333 | 78.6667 | 1 | 1 | 0 | 0.21095 | 175.3124 | 2.0155 | 0 | 0 | 175.3124 | 15427.4911 | 0.9633 | 0.99082 | 129.6288 | 129.6288 | 11407.3383 |  | 12 | 2 | n12 | 47 | 5685.3333 | 267210.6667 | 3485.7143 | 4464.2857 | 6928.5714 | 10080 | 3112.2449 | 4500 | 7500 | 9000 | 1310 | 1500 | 2392.8571 | 3710 | 1235.8491 | 1600 | 2400 | 3500 | 1 | 1 | 0 | -1.2478 | 0 | 0.5045 | 0 | 1.3945 | 0 | 0 | 0 | 1 | 1 | 0 | -0.85414 | 0 | 0.60489 | 1916.0889 | 2.2098 | 0 | 0 | 0 | 1916.0889 | 90056.1778 | 0 | 0 | 0 | 0 | 1916.0889 | 90056.1778 | 1 | 1 | 0 | 1 | 1 | 0 | 1916.0889 | 90056.1778 | 1916.0889 | 90056.1778
|  | Cooling Min Cap Results Available ? | YES |  |  |  |  | Heating H1 Min Cap Results Available ? | YES |  |  |  |  | 13 | 28 | n13 | 80 | 1337 | 0 | 106960 | 991.3333 | 1215.3333 | 1412.8333 | 316.1667 | 149.6667 | 148.3333 | 1 | 1 | 0 | -0.54315 | 0 | 0.38397 | 148.8453 | 0 | 148.8453 | 11907.6231 | 1 | 1 | 0 | 148.8453 | 11907.6231 |  | 13 | 3 | n13 | 64 | 5248 | 335872 | 3588.5714 | 4571.4286 | 7142.8571 | 10255.5556 | 3173.6054 | 4611.1111 | 7777.7778 | 9055.5556 | 1328 | 1500 | 2414.2857 | 3844.4444 | 1245.6101 | 1611.1111 | 2422.2222 | 3611.1111 | 1 | 1 | 0 | -0.68837 | 0 | 0.73689 | 0 | 1.6088 | 0 | 0 | 0 | 1 | 1 | 0 | -0.44305 | 0 | 0.79888 | 1774.2441 | 2.9798 | 0 | 0 | 0 | 1774.2441 | 113551.6195 | 0 | 0 | 0 | 0 | 1774.2441 | 113551.6195 | 1 | 1 | 0 | 1 | 1 | 0 | 1774.2441 | 113551.6195 | 1774.2441 | 113551.6195
[8 empty] | Heating Extended Mode Available ? | YES |  |  |  |  | 14 | 29 | n14 | 78 | 1528 | 0 | 119184 | 1000 | 1241 | 1593 | 300 | 166 | 218 | 1 | 1 | 0 | -1.1909 | 0 | 0.18466 | 208.3977 | 0 | 208.3977 | 16255.0227 | 1 | 1 | 0 | 208.3977 | 16255.0227 |  | 14 | 4 | n14 | 108 | 4810.6667 | 519552 | 3691.4286 | 4678.5714 | 7357.1429 | 10431.1111 | 3234.966 | 4722.2222 | 8055.5556 | 9111.1111 | 1346 | 1500 | 2435.7143 | 3978.8889 | 1255.3711 | 1622.2222 | 2444.4444 | 3722.2222 | 1 | 1 | 0 | -0.13382 | 0 | 0.95068 | 0 | 1.8284 | 0 | 0 | 0 | 1 | 1 | 0 | -0.059468 | 0 | 0.97347 | 1644.0385 | 4.0741 | 0 | 0 | 0 | 1644.0385 | 177556.16 | 0 | 0 | 0 | 0 | 1644.0385 | 177556.16 | 1 | 1 | 0 | 1 | 1 | 0 | 1644.0385 | 177556.16 | 1644.0385 | 177556.16
[14 empty] | 15 | 30 | n15 | 50 | 1719 | 0 | 85950 | 1008.6667 | 1266.6667 | 1773.1667 | 283.8333 | 182.3333 | 287.6667 | 1 | 1 | 0 | -1.7532 | 0 | 0.10694 | 276.402 | 0 | 276.402 | 13820.0998 | 1 | 1 | 0 | 276.402 | 13820.0998 |  | 15 | 5 | n15 | 99 | 4373.3333 | 432960 | 3794.2857 | 4785.7143 | 7571.4286 | 10606.6667 | 3296.3265 | 4833.3333 | 8333.3333 | 9166.6667 | 1364 | 1500 | 2457.1429 | 4113.3333 | 1265.1321 | 1633.3333 | 2466.6667 | 3833.3333 | 1 | 1 | 0 | 0.41595 | 0 | 1.148 | 0 | 2.0537 | 0 | 0 | 0 | 1 | 1 | 0 | 0.29928 | 1523.137 | 1.1314 | 0 | 5.752 | 0 | 0 | 0 | 1523.137 | 150790.5588 | 0 | 0 | 0 | 0 | 1523.137 | 150790.5588 | 0.91383 | 0.97846 | 0 | 0.90483 | 0.97621 | 1513.9056 | 1513.9056 | 149876.6514 | 1513.9056 | 149876.6514
Data availability | Tests specified |  | Cooling Test |  | Mesured results |  |  | Standard default |  |  | Data used for calculation |  |  | 16 | 31 | n16 | 56 | 1910 | 0 | 106960 | 1017.3333 | 1292.3333 | 1953.3333 | 267.6667 | 198.6667 | 357.3333 | 1 | 1 | 0 | -2.2461 | 0 | 0.065557 | 346.9316 | 0 | 346.9316 | 19428.1688 | 1 | 1 | 0 | 346.9316 | 19428.1688 |  | 16 | 6 | n16 | 132 | 3936 | 519552 | 3897.1429 | 4892.8571 | 7785.7143 | 10782.2222 | 3357.6871 | 4944.4444 | 8611.1111 | 9222.2222 | 1382 | 1500 | 2478.5714 | 4247.7778 | 1274.8931 | 1644.4444 | 2488.8889 | 3944.4444 | 1 | 1 | 0 | 0.96098 | 1386.6049 | 1.3308 | 0 | 2.2847 | 0 | 0 | 0 | 1 | 1 | 0 | 0.63554 | 0 | 1.275 | 0 | 8.6502 | 0 | 0 | 0 | 1386.6049 | 183031.8439 | 0 | 0 | 0 | 0 | 1386.6049 | 183031.8439 | 0.80444 | 0.95111 | 1268.6835 | 0.79604 | 0.94901 | 0 | 1268.6835 | 167466.2246 | 1268.6835 | 167466.2246
| Options | Selection | Table 2 | OD Temp (oc) | Cooling cap (W) | Power input (W) | EER | Cooling cap (W) | Power input (W) | EER | Cooling cap (W) | Power input (W) | EER | 17 | 32 | n17 | 42 | 2101 | 0 | 88242 | 1026 | 1318 | 2133.5 | 251.5 | 215 | 427 | 1 | 1 | 0 | -2.6815 | 0 | 0.039853 | 418.5512 | 0 | 418.5512 | 17579.1502 | 1 | 1 | 0 | 418.5512 | 17579.1502 |  | 17 | 7 | n17 | 128 | 3498.6667 | 447829.3333 | 4000 | 5000 | 8000 | 10957.7778 | 3419.0476 | 5055.5556 | 8888.8889 | 9277.7778 | 1400 | 1500 | 2500 | 4382.2222 | 1284.6541 | 1655.5556 | 2511.1111 | 4055.5556 | 0.87467 | 0.96867 | 1264.1432 | 1.5013 | 0 | 1.5004 | 0 | 2.5219 | 0 | 0 | 0 | 1 | 1 | 0 | 0.95135 | 0 | 1.4061 | 0 | 14.8606 | 0 | 0 | 0 | 1264.1432 | 161810.3235 | 0 | 0 | 0 | 0 | 1264.1432 | 161810.3235 | 0.69973 | 0.92493 | 1134.7845 | 0.69204 | 0.92301 | 0 | 1134.7845 | 145252.4146 | 1134.7845 | 145252.4146
[14 empty] | 18 | 33 | n18 | 25 | 2292 | 0 | 57300 | 1034.6667 | 1343.6667 | 2313.6667 | 235.3333 | 231.3333 | 496.6667 | 1 | 1 | 0 | -3.069 | 0 | 0.022337 | 490.74 | 0 | 490.74 | 12268.4994 | 1 | 1 | 0 | 490.74 | 12268.4994 |  | 18 | 8 | n18 | 122 | 3061.3333 | 373482.6667 | 4102.8571 | 5107.1429 | 8214.2857 | 11133.3333 | 3480.4082 | 5166.6667 | 9166.6667 | 9333.3333 | 1418 | 1500 | 2521.4286 | 4516.6667 | 1294.4151 | 1666.6667 | 2533.3333 | 4166.6667 | 0.74615 | 0.93654 | 1129.7326 | 2.0371 | 0 | 1.6584 | 0 | 2.7653 | 0 | 0 | 0 | 0.87959 | 0.9699 | 0 | 1.2485 | 0 | 1.5263 | 0 | 37.632 | 0 | 0 | 0 | 1129.7326 | 137827.3788 | 0 | 0 | 0 | 0 | 1129.7326 | 137827.3788 | 0.59942 | 0.89986 | 999.197 | 0.59252 | 0.89813 | 0 | 999.197 | 121902.0304 | 999.197 | 121902.0304
YES | Required | Measured | T1 Full cap | 35 | 2674 | 636 | 4.2044 | Measured data used |  |  | 2674 | 636 | 4.2044 | 19 | 34 | n19 | 22 | 2483 | 0 | 54626 | 1043.3333 | 1369.3333 | 2493.8333 | 219.1667 | 247.6667 | 566.3333 | 1 | 1 | 0 | -3.4162 | 0 | 0.0096339 | 563.2633 | 0 | 563.2633 | 12391.7932 | 1 | 1 | 0 | 563.2633 | 12391.7932 |  | 19 | 9 | n19 | 143 | 2624 | 375232 | 4205.7143 | 5214.2857 | 8428.5714 | 11308.8889 | 3541.7687 | 5277.7778 | 9444.4444 | 9388.8889 | 1436 | 1500 | 2542.8571 | 4651.1111 | 1304.1761 | 1677.7778 | 2555.5556 | 4277.7778 | 0.62391 | 0.90598 | 988.919 | 2.5683 | 0 | 1.8059 | 0 | 3.0153 | 0 | 0 | 0 | 0.74087 | 0.93522 | 0 | 1.5287 | 0 | 1.6369 | 0 | -121.768 | 0 | 0 | 0 | 988.919 | 141415.4193 | 0 | 0 | 0 | 0 | 988.919 | 141415.4193 | 0.50323 | 0.87581 | 861.8888 | 0.49718 | 0.87429 | 0 | 861.8888 | 123250.1017 | 861.8888 | 123250.1017
YES | Optional | Measured | T1 Half cap | 35 | 1395 | 264 | 5.2841 | 1152.2748 | 181.6193 | 6.3445 | 1395 | 264 | 5.2841 | 20 | 35 | n20 | 19 | 2674 | 0 | 50806 | 1052 | 1395 | 2674 | 203 | 264 | 636 | 1 | 1 | 0 | -3.7289 | 0 | 0 | 636 | 0 | 636 | 12084 | 1 | 1 | 0 | 636 | 12084 |  | 20 | 10 | n20 | 112 | 2186.6667 | 244906.6667 | 4308.5714 | 5321.4286 | 8642.8571 | 11484.4444 | 3603.1293 | 5388.8889 | 9722.2222 | 9444.4444 | 1454 | 1500 | 2564.2857 | 4785.5556 | 1313.9371 | 1688.8889 | 2577.7778 | 4388.8889 | 0.50752 | 0.87688 | 841.5387 | 3.095 | 0 | 1.9438 | 0 | 3.272 | 0 | 0 | 0 | 0.60688 | 0.90172 | 0 | 1.7932 | 0 | 1.739 | 0 | -26.128 | 0 | 0 | 0 | 841.5387 | 94252.3338 | 0 | 0 | 0 | 0 | 841.5387 | 94252.3338 | 0.41092 | 0.85273 | 722.8271 | 0.40577 | 0.85144 | 0 | 722.8271 | 80956.6335 | 722.8271 | 80956.6335
YES | Optional | Measured | T1 Min cap | 35 | 1052 | 203 | 5.1823 | 928.5051 | 328.2276 | 2.8288 | 1052 | 203 | 5.1823 | 21 | 36 | n21 | 18 | 2865 | 1 | 51375 | 1060.6667 | 1420.6667 | 2854.1667 | 186.8333 | 280.3333 | 705.6667 | 1 | 1 | 0 | -4.012 | 0 | -0.0075573 | 0 | 705.6667 | 705.6667 | 12702 | 1 | 1 | 0 | 705.6667 | 12702 |  | 21 | 11 | n21 | 103 | 1749.3333 | 180181.3333 | 4411.4286 | 5428.5714 | 8857.1429 | 11660 | 3664.4898 | 5500 | 10000 | 9500 | 1472 | 1500 | 2585.7143 | 4920 | 1323.6981 | 1700 | 2600 | 4500 | 0.39655 | 0.84914 | 687.4224 | 3.6172 | 0 | 2.0731 | 0 | 3.5359 | 0 | 0 | 0 | 0.47737 | 0.86934 | 0 | 2.0434 | 0 | 1.8335 | 0 | -15.5013 | 0 | 0 | 0 | 687.4224 | 70804.5024 | 0 | 0 | 0 | 0 | 687.4224 | 70804.5024 | 0.32225 | 0.83056 | 581.9779 | 0.31806 | 0.82952 | 0 | 581.9779 | 59943.7286 | 581.9779 | 59943.7286
YES | Required | Measured | Low Amb Full cap | 29 | 1593 | 218 | 4.2044 | Measured data used |  |  | 1593 | 218 | 7.3073 | 22 | 37 | n22 | 17 | 3056 | 1 | 51583.6667 | 1069.3333 | 1446.3333 | 3034.3333 | 170.6667 | 296.6667 | 775.3333 | 1 | 1 | 0 | -4.2697 | 0 | -0.013644 | 0 | 775.3333 | 775.3333 | 13180.6667 | 1 | 1 | 0 | 775.3333 | 13180.6667 |  | 22 | 12 | n22 | 79 | 1312 | 103648 | 4514.2857 | 5535.7143 | 9071.4286 | 11835.5556 | 3725.8503 | 5611.1111 | 10277.7778 | 9555.5556 | 1490 | 1500 | 2607.1429 | 5054.4444 | 1333.4591 | 1711.1111 | 2622.2222 | 4611.1111 | 0.29063 | 0.82266 | 526.3948 | 4.1351 | 0 | 2.1946 | 0 | 3.8072 | 0 | 0 | 0 | 0.35213 | 0.83803 | 0 | 2.2804 | 0 | 1.9212 | 0 | -11.4142 | 0 | 0 | 0 | 526.3948 | 41585.1916 | 0 | 0 | 0 | 0 | 526.3948 | 41585.1916 | 0.23701 | 0.80925 | 439.3067 | 0.23382 | 0.80846 | 0 | 439.3067 | 34705.2314 | 439.3067 | 34705.2314
YES | Required | Measured | Low Amb Half cap | 29 | 1241 | 166 | 7.4759 | Measured data used |  |  | 1241 | 166 | 7.4759 | 23 | 38 | n23 | 13 | 3247 | 1 | 41788.5 | 1078 | 1472 | 3214.5 | 154.5 | 313 | 845 | 1 | 1 | 0 | -4.5051 | 0 | -0.018651 | 0 | 845 | 845 | 10985 | 1 | 1 | 0 | 845 | 10985 |  | 23 | 13 | n23 | 53 | 874.6667 | 46357.3333 | 4617.1429 | 5642.8571 | 9285.7143 | 12011.1111 | 3787.2109 | 5722.2222 | 10555.5556 | 9611.1111 | 1508 | 1500 | 2628.5714 | 5188.8889 | 1343.2201 | 1722.2222 | 2644.4444 | 4722.2222 | 0.18944 | 0.79736 | 358.2748 | 4.6487 | 0 | 2.3089 | 0 | 4.0862 | 0 | 0 | 0 | 0.23095 | 0.80774 | 0 | 2.5052 | 0 | 2.0029 | 0 | -9.2504 | 0 | 0 | 0 | 358.2748 | 18988.5662 | 0 | 0 | 0 | 0 | 358.2748 | 18988.5662 | 0.155 | 0.78875 | 294.7778 | 0.15285 | 0.78821 | 0 | 294.7778 | 15623.2253 | 294.7778 | 15623.2253
YES | Optional | Measured | Low Amb Min cap | 29 | 1000 | 300 | 3.3333 | Measured data used |  |  | 1000 | 300 | 3.3333 | 24 | 39 | n24 | 3 | 3438 | 1 | 10184 | 1086.6667 | 1497.6667 | 3394.6667 | 138.3333 | 329.3333 | 914.6667 | 1 | 1 | 0 | -4.721 | 0 | -0.022843 | 0 | 914.6667 | 914.6667 | 2744 | 1 | 1 | 0 | 914.6667 | 2744 |  | 24 | 14 | n24 | 26 | 437.3333 | 11370.6667 | 4720 | 5750 | 9500 | 12186.6667 | 3848.5714 | 5833.3333 | 10833.3333 | 9666.6667 | 1526 | 1500 | 2650 | 5323.3333 | 1352.9811 | 1733.3333 | 2666.6667 | 4833.3333 | 0.092655 | 0.77316 | 182.8747 | 5.1579 | 0 | 2.4167 | 0 | 4.3732 | 0 | 0 | 0 | 0.11364 | 0.77841 | 0 | 2.7187 | 0 | 2.0792 | 0 | -7.9109 | 0 | 0 | 0 | 182.8747 | 4754.7417 | 0 | 0 | 0 | 0 | 182.8747 | 4754.7417 | 0.076058 | 0.76901 | 148.3548 | 0.074971 | 0.76874 | 0 | 148.3548 | 3857.2236 | 148.3548 | 3857.2236
[14 empty] | 25 | 40 | n25 | 3 | 3629 | 1 | 10724.5 | 1095.3333 | 1523.3333 | 3574.8333 | 122.1667 | 345.6667 | 984.3333 | 1 | 1 | 0 | -4.9198 | 0 | -0.026403 | 0 | 984.3333 | 984.3333 | 2953 | 1 | 1 | 0 | 984.3333 | 2953 |  | 25 | 15 | n25 | 0 | 0 | 0 | 4822.8571 | 5857.1429 | 9714.2857 | 12362.2222 | 3909.932 | 5944.4444 | 11111.1111 | 9722.2222 | 1544 | 1500 | 2671.4286 | 5457.7778 | 1362.7421 | 1744.4444 | 2688.8889 | 4944.4444 | 0 | 0.75 | 0 | 5.663 | 0 | 2.5185 | 0 | 4.6686 | 0 | 0 | 0 | 0 | 0.75 | 0 | 2.9218 | 0 | 2.1505 | 0 | -7 | 0 | 0 | 0 | 0 | 0 | 0 | 0 | 0 | 0 | 0 | 0 | 0 | 0.75 | 0 | 0 | 0.75 | 0 | 0 | 0 | 0 | 0
Data availability | Tests specified |  | Heating Test |  | Mesured results |  |  | Standard default |  |  | Data used for calculation |  |  | 26 | 41 | n26 | 3 | 3820 | 1 | 11265 | 1104 | 1549 | 3755 | 106 | 362 | 1054 | 1 | 1 | 0 | -5.1034 | 0 | -0.029465 | 0 | 1054 | 1054 | 3162 | 1 | 1 | 0 | 1054 | 3162 |  | 26 | 16 | n26 | 0 | 0 | 0 | 4925.7143 | 5964.2857 | 9928.5714 | 12537.7778 | 3971.2925 | 6055.5556 | 11388.8889 | 9777.7778 | 1562 | 1500 | 2692.8571 | 5592.2222 | 1372.5031 | 1755.5556 | 2711.1111 | 5055.5556 | 0 | 0.75 | 0 | 5.7428 | 0 | 2.5045 | 0 | 4.8052 | 0 | 0 | 0 | 0 | 0.75 | 0 | 2.9054 | 0 | 2.1354 | 0 | -6.069 | 0 | 0 | 0 | 0 | 0 | 0 | 0 | 0 | 0 | 0 | 0 | 0 | 0.75 | 0 | 0 | 0.75 | 0 | 0 | 0 | 0 | 0
| Options | Selection | Table 2 | OD Temp (oc) | Heating cap (W) | Power input (W) | COP | Heating cap (W) | Power input (W) | COP | Heating cap (W) | Power input (W) | COP | 27 | 42 | n27 | 2 | 4011 | 1 | 7870.3333 | 1112.6667 | 1574.6667 | 3935.1667 | 89.8333 | 378.3333 | 1123.6667 | 1 | 1 | 0 | -5.2734 | 0 | -0.032126 | 0 | 1123.6667 | 1123.6667 | 2247.3333 | 1 | 1 | 0 | 1123.6667 | 2247.3333 |  | 27 | 17 | n27 | 0 | 0 | 0 | 5028.5714 | 6071.4286 | 10142.8571 | 12713.3333 | 4032.6531 | 6166.6667 | 11666.6667 | 9833.3333 | 1580 | 1500 | 2714.2857 | 5726.6667 | 1382.2642 | 1766.6667 | 2733.3333 | 5166.6667 | 0 | 0.75 | 0 | 5.8219 | 0 | 2.4912 | 0 | 4.9459 | 0 | 0 | 0 | 0 | 0.75 | 0 | 2.8897 | 0 | 2.1212 | 0 | -5.3636 | 0 | 0 | 0 | 0 | 0 | 0 | 0 | 0 | 0 | 0 | 0 | 0 | 0.75 | 0 | 0 | 0.75 | 0 | 0 | 0 | 0 | 0
[14 empty] | 28 | 43 | n28 | 1 | 4202 | 1 | 4115.3333 | 1121.3333 | 1600.3333 | 4115.3333 | 73.6667 | 394.6667 | 1193.3333 | 1 | 1 | 0 | -5.4315 | 0 | -0.03446 | 0 | 1193.3333 | 1193.3333 | 1193.3333 | 1 | 1 | 0 | 1193.3333 | 1193.3333 |  | 28 | 18 | n28 | 0 | 0 | 0 | 5131.4286 | 6178.5714 | 10357.1429 | 12888.8889 | 4094.0136 | 6277.7778 | 11944.4444 | 9888.8889 | 1598 | 1500 | 2735.7143 | 5861.1111 | 1392.0252 | 1777.7778 | 2755.5556 | 5277.7778 | 0 | 0.75 | 0 | 5.9004 | 0 | 2.4786 | 0 | 5.0909 | 0 | 0 | 0 | 0 | 0.75 | 0 | 2.8748 | 0 | 2.1078 | 0 | -4.8108 | 0 | 0 | 0 | 0 | 0 | 0 | 0 | 0 | 0 | 0 | 0 | 0 | 0.75 | 0 | 0 | 0.75 | 0 | 0 | 0 | 0 | 0
YES | Required | Measured | H1 Full cap | 7 | 8000 | 2500 | 3.2 | Measured data used |  |  | 8000 | 2500 | 3.2 | 29 | 44 | n29 | 0 | 4393 | 1 | 0 | 1130 | 1626 | 4295.5 | 57.5 | 411 | 1263 | 1 | 1 | 0 | -5.5786 | 0 | -0.036524 | 0 | 1263 | 1263 | 0 | 1 | 1 | 0 | 1263 | 0 |  | 29 | 19 | n29 | 0 | 0 | 0 | 5234.2857 | 6285.7143 | 10571.4286 | 13064.4444 | 4155.3741 | 6388.8889 | 12222.2222 | 9944.4444 | 1616 | 1500 | 2757.1429 | 5995.5556 | 1401.7862 | 1788.8889 | 2777.7778 | 5388.8889 | 0 | 0.75 | 0 | 5.9783 | 0 | 2.4667 | 0 | 5.2404 | 0 | 0 | 0 | 0 | 0.75 | 0 | 2.8605 | 0 | 2.0952 | 0 | -4.3659 | 0 | 0 | 0 | 0 | 0 | 0 | 0 | 0 | 0 | 0 | 0 | 0 | 0.75 | 0 | 0 | 0.75 | 0 | 0 | 0 | 0 | 0
YES | Required | Measured | H1 Half cap | 7 | 5000 | 1500 | 3.3333 | Measured data used |  |  | 5000 | 1500 | 3.3333 | 30 | 45 | n30 | 0 | 4584 | 1 | 0 | 1138.6667 | 1651.6667 | 4475.6667 | 41.3333 | 427.3333 | 1332.6667 | 1 | 1 | 0 | -5.716 | 0 | -0.038362 | 0 | 1332.6667 | 1332.6667 | 0 | 1 | 1 | 0 | 1332.6667 | 0 |  | 30 | 20 | n30 | 0 | 0 | 0 | 5337.1429 | 6392.8571 | 10785.7143 | 13240 | 4216.7347 | 6500 | 12500 | 10000 | 1634 | 1500 | 2778.5714 | 6130 | 1411.5472 | 1800 | 2800 | 5500 | 0 | 0.75 | 0 | 6.0555 | 0 | 2.4553 | 0 | 5.3946 | 0 | 0 | 0 | 0 | 0.75 | 0 | 2.8468 | 0 | 2.0833 | 0 | -4 | 0 | 0 | 0 | 0 | 0 | 0 | 0 | 0 | 0 | 0 | 0 | 0 | 0.75 | 0 | 0 | 0.75 | 0 | 0 | 0 | 0 | 0
YES | Required | Measured | H1 Min cap | 7 | 4000 | 1400 | 2.8571 | Measured data used |  |  | 4000 | 1400 | 2.8571 | 31 | 46 | n31 | 0 | 4775 | 1 | 0 | 1147.3333 | 1677.3333 | 4655.8333 | 25.1667 | 443.6667 | 1402.3333 | 1 | 1 | 0 | -5.8447 | 0 | -0.040009 | 0 | 1402.3333 | 1402.3333 | 0 | 1 | 1 | 0 | 1402.3333 | 0 |  | 31 | 21 | n31 | 0 | 0 | 0 | 5440 | 6500 | 11000 | 13415.5556 | 4278.0952 | 6611.1111 | 12777.7778 | 10055.5556 | 1652 | 1500 | 2800 | 6264.4444 | 1421.3082 | 1811.1111 | 2822.2222 | 5611.1111 | 0 | 0.75 | 0 | 6.1321 | 0 | 2.4444 | 0 | 5.5538 | 0 | 0 | 0 | 0 | 0.75 | 0 | 2.8337 | 0 | 2.0721 | 0 | -3.6939 | 0 | 0 | 0 | 0 | 0 | 0 | 0 | 0 | 0 | 0 | 0 | 0 | 0.75 | 0 | 0 | 0.75 | 0 | 0 | 0 | 0 | 0
YES | Required | Measured | H2 Ext cap, f | 2 | 9000 | 3500 | 2.5714 | Measured data used |  |  | 9000 | 3500 | 2.5714 | 32 | 47 | n32 | 0 | 4966 | 1 | 0 | 1156 | 1703 | 4836 | 9 | 460 | 1472 | 1 | 1 | 0 | -5.9653 | 0 | -0.041494 | 0 | 1472 | 1472 | 0 | 1 | 1 | 0 | 1472 | 0 |  | 32 | 22 | n32 | 0 | 0 | 0 | 5542.8571 | 6607.1429 | 11214.2857 | 13591.1111 | 4339.4558 | 6722.2222 | 13055.5556 | 10111.1111 | 1670 | 1500 | 2821.4286 | 6398.8889 | 1431.0692 | 1822.2222 | 2844.4444 | 5722.2222 | 0 | 0.75 | 0 | 6.2081 | 0 | 2.4341 | 0 | 5.7182 | 0 | 0 | 0 | 0 | 0.75 | 0 | 2.8212 | 0 | 2.0614 | 0 | -3.434 | 0 | 0 | 0 | 0 | 0 | 0 | 0 | 0 | 0 | 0 | 0 | 0 | 0.75 | 0 | 0 | 0.75 | 0 | 0 | 0 | 0 | 0
Not required | Calculated | Default | H2 Ext cap | 2 | 1 | 1 |  | 10080 | 3710 | 2.717 | 10080 | 3710 | 2.717 | 33 | 48 | n33 | 0 | 5157 | 1 | 0 | 1164.6667 | 1728.6667 | 5016.1667 | -7.1667 | 476.3333 | 1541.6667 | 1 | 1 | 0 | -6.0786 | 0 | -0.042839 | 0 | 1541.6667 | 1541.6667 | 0 | 1 | 1 | 0 | 1541.6667 | 0 |  | 33 | 23 | n33 | 0 | 0 | 0 | 5645.7143 | 6714.2857 | 11428.5714 | 13766.6667 | 4400.8163 | 6833.3333 | 13333.3333 | 10166.6667 | 1688 | 1500 | 2842.8571 | 6533.3333 | 1440.8302 | 1833.3333 | 2866.6667 | 5833.3333 | 0 | 0.75 | 0 | 6.2834 | 0 | 2.4242 | 0 | 5.888 | 0 | 0 | 0 | 0 | 0.75 | 0 | 2.8092 | 0 | 2.0513 | 0 | -3.2105 | 0 | 0 | 0 | 0 | 0 | 0 | 0 | 0 | 0 | 0 | 0 | 0 | 0.75 | 0 | 0 | 0.75 | 0 | 0 | 0 | 0 | 0
YES | Optional | Measured | H2 Full cap, f | 2 | 7500 | 2400 | 3.125 | 6186.2245 | 2257.4124 | 2.7404 | 7500 | 2400 | 3.125 | 34 | 49 | n34 | 0 | 5348 | 1 | 0 | 1173.3333 | 1754.3333 | 5196.3333 | -23.3333 | 492.6667 | 1611.3333 | 1 | 1 | 0 | -6.1853 | 0 | -0.044064 | 0 | 1611.3333 | 1611.3333 | 0 | 1 | 1 | 0 | 1611.3333 | 0 |  | 34 | 24 | n34 | 0 | 0 | 0 | 5748.5714 | 6821.4286 | 11642.8571 | 13942.2222 | 4462.1769 | 6944.4444 | 13611.1111 | 10222.2222 | 1706 | 1500 | 2864.2857 | 6667.7778 | 1450.5912 | 1844.4444 | 2888.8889 | 5944.4444 | 0 | 0.75 | 0 | 6.3582 | 0 | 2.4148 | 0 | 6.0635 | 0 | 0 | 0 | 0 | 0.75 | 0 | 2.7976 | 0 | 2.0417 | 0 | -3.0164 | 0 | 0 | 0 | 0 | 0 | 0 | 0 | 0 | 0 | 0 | 0 | 0 | 0.75 | 0 | 0 | 0.75 | 0 | 0 | 0 | 0 | 0
Not required | Calculated | Default | H2 Full cap | 2 | 1 | 1 |  | 6928.5714 | 2392.8571 | 2.8955 | 6928.5714 | 2392.8571 | 2.8955 | 35 | 50 | n35 | 0 | 5539 | 1 | 0 | 1182 | 1780 | 5376.5 | -39.5 | 509 | 1681 | 1 | 1 | 0 | -6.286 | 0 | -0.045183 | 0 | 1681 | 1681 | 0 | 1 | 1 | 0 | 1681 | 0 |  | 35 | 25 | n35 | 0 | 0 | 0 | 5851.4286 | 6928.5714 | 11857.1429 | 14117.7778 | 4523.5374 | 7055.5556 | 13888.8889 | 10277.7778 | 1724 | 1500 | 2885.7143 | 6802.2222 | 1460.3522 | 1855.5556 | 2911.1111 | 6055.5556 | 0 | 0.75 | 0 | 6.4324 | 0 | 2.4058 | 0 | 6.245 | 0 | 0 | 0 | 0 | 0.75 | 0 | 2.7865 | 0 | 2.0325 | 0 | -2.8462 | 0 | 0 | 0 | 0 | 0 | 0 | 0 | 0 | 0 | 0 | 0 | 0 | 0.75 | 0 | 0 | 0.75 | 0 | 0 | 0 | 0 | 0
YES | Required | Measured | H2 Full cap, f | 2 | 6224 | 2207 | 2.8201 | Measured data used |  |  | 6224 | 2207 | 2.8201 |  |  | Total Hrs | 840 |  | LCST | 1163197.3333 | [12 empty] | CCSE |  |  | 263366.9145 |  |  |  |  | 195443.9772 |  |  |  | Total Hrs | 1291 | LHST | 4344469.3333 | [38 empty] | CHSE | 1552859.2981 |  |  |  |  | CHSE | 1560869.8131 | [6 empty] | CHSE | 1450431.9033 | CHSE | 1458442.4182
Calculated | Calculated | Default | H2 Full cap | 2 |  |  |  | 6057.1429 | 2017.1429 | 3.0028 | 6057.1429 | 2017.1429 | 3.0028
YES | Optional | Measured | H2 Half cap, f | 2 | 4500 | 1600 | 2.8125 | 3985.9694 | 1415.0943 | 2.8168 | 4500 | 1600 | 2.8125
Not required | Calculated | Default | H2 Half cap | 2 | 1 | 1 |  | 4464.2857 | 1500 | 2.9762 | 4464.2857 | 1500 | 2.9762
Not required | Calculated | Default | H2 Min cap, f | 2 | 1 | 1 |  | 3112.2449 | 1235.8491 | 2.5183 | 3112.2449 | 1235.8491 | 2.5183
Not required | Calculated | Default | H2 Min cap | 2 | 1 | 1 |  | 3485.7143 | 1310 | 2.6609 | 3485.7143 | 1310 | 2.6609
YES | Optional | Measured | H3 Ext cap | -7 | 8500 | 2500 | 3.4 | 7398.72 | 3253.67 | 2.274 | 8500 | 2500 | 3.4
YES | Optional | Measured | H3 Full cap | -7 | 5000 | 2200 | 2.2727 | 5120 | 2050 | 2.4976 | 5000 | 2200 | 2.2727
YES | Optional | Measured | H3 Half cap | -7 | 3500 | 1500 | 2.3333 | 3200 | 1230 | 2.6016 | 3500 | 1500 | 2.3333
Not required | Calculated | Default | H3 Min cap | -7 | 1 | 1 |  | 2560 | 1148 | 2.23 | 2560 | 1148 | 2.23
|  | Degradation coefficient CD | 0.25 | Note : CD is an optional Test. Default value is 0.25; Reference Table 1 of AS/NZS 3823.4.1:2014, 4.2:2014
Inactive Energy
If Standby power at 20º & 5oC are within 5% or 1W then tests at 10º & 15oC are not required, average of powers at 5º & 20º can be used for each
ID/OD temp | Power (W) | Weighing factor | weighted power
5 | 1 | 0.05 | 0.05 |  | Weighted avg power (Pia) |  |  | 1 |  | W
10 | 1 | 0.13 | 0.13 |  |  |  | No of inactive mode operating hours | 6629 |  | hrs
15 | 1 | 0.27 | 0.27 |  |  |  | Inactive energy consumption (CIAE) | 6629 |  | Whs
20 | 1 | 0.55 | 0.55
Mode | AS/NZS Hot & Humid |  | AS/NZS Mixed |  | AS/NZS Cold |  | ISO 16358
| cooling | heating | cooling | heating | cooling | heating | cooling | heating
Active | 2247 | 277 | 840 | 1291 | 545 | 2660 | 1817 | 2866
Inactive | 6236 | 6236 | 6629 | 6629 | 5555 | 5555 | 4077 | 4077
Disconnected | 277 | 2247 | 1291 | 840 | 2660 | 545 | 2866 | 1817
Total | 8760 | 8760 | 8760 | 8760 | 8760 | 8760 | 8760 | 8760
Mode | AS/NZS Hot & Humid |  | AS/NZS Mixed |  | AS/NZS Cold |  | Custom
| cooling | heating | cooling | heating | cooling | heating | cooling | heating
Active | 3415 | 261 | 2411 | 1150 | 2104 | 1473 | 0 | 0
Inactive | 5084 | 5084 | 5199 | 5199 | 5183 | 5183 | 8760 | 8760
Disconnected | 261 | 3415 | 1150 | 2411 | 1473 | 2104 | 0 | 0
Total | 8760 | 8760 | 8760 | 8760 | 8760 | 8760 | 8760 | 8760
Temperature bin operating limits
Unit | Load condition | AS/NZS Hot & Humid |  | AS/NZS Mixed |  | AS/NZS Cold |  | ISO 16358
|  | cooling | heating | cooling | heating | cooling | heating | cooling | heating
ºC | to | 21 | 15 | 21 | 15 | 21 | 15 | 20 | 17
T1 H1 load % |  | 0% | 0% | 0% | 0% | 0% | 0% | 0% | 0%
ºC | t100 | 33 | 0 | 35 | 0 | 35 | 0 | 35 | 0
T1 H1 load % |  | 100% | 82% | 100% | 82% | 100% | 82% | 100% | 82%
Unit | Load condition | Commercial Hot & Humid |  | Commercial Mixed |  | Commercial Cold |  | Custom
|  | cooling | heating | cooling | heating | cooling | heating | cooling | heating
ºC | to | 17 | 17 | 17 | 17 | 14 | 14 | 15 | 18
T1 H1 load % |  | 0% | 0% | 0% | 0% | 0% | 0% | 0% | 0%
ºC | t100 | 33 | 0 | 35 | 0 | 35 | 0 | 35 | 0
T1 H1 load % |  | 100% | 82% | 100% | 82% | 100% | 82% | 100% | 82%
Note on E59: satyam: Calculated to Annex C Default 0.25 from Table 1
Note on G31: SM: Φfull(35)
Note on G32: SM: Φhalf(35)
Note on G33: SM: Φmin(35)
Note on G34: SM: Φfull(29)
Note on G35: SM: Φhalf(29)
Note on G36: SM Φmin(29)
Note on G41: SM: Φfull(7)
Note on G42: SM: Φhalf(7)
Note on G43: SM: Φmin(7)
Note on G44: SM: Φext, f(2)
Note on G46: SM: Φfull f(2)
Note on G48: SM: Φfull f(2)
Note on G50: SM: Φhalf,f(2)
Note on G54: SM: Φext(-7)
Note on G55: SM: Φfull(-7)
Note on G56: SM: Φhalf(-7)
Note on H31: SM: Pfull(35)
Note on H32: SM: Phalf(35)
Note on H33: SM: Pmin(35)
Note on H34: SM: Pfull(29)
Note on H35: SM: Phalf(29)
Note on H36: SM: Pmin(29)
Note on H41: SM: Pfull(7)
Note on H42: SM: Phalf(7)
Note on H43: SM: Pmin(7)
Note on H44: SM: Pext, f(2)
Note on H46: SM: Pfull f(2)
Note on H48: SM: Pfull f(2)
Note on H50: SM: Phalf,f(2)
Note on H54: SM: Pext(-7)
Note on H55: SM: Pfull(-7)
Note on H56: SM: Phalf(-7)
Note on J32: SM: Default Φhalf(35) = Φhalf(29)/1.077
Note on J33: SM: Default Φmin(35) = Φmin(29)/1.077
Note on J45: SM: Φext(2) =1.12* Φext,f(2)
Note on J46: SM: Φfull,f(2) = Φfull(2)/1.12
Note on J47: SM: Φfull(2) = Φfull(-7) + (Φfull(7)-Φfull(-7) )* (2-(-7)) / (7 - (-7))
Note on J49: SM: Φfull(2) = Φfull(-7) + (Φfull(7)-Φfull(-7) )* (2-(-7)) / (7 - (-7))
Note on J50: SM: Φhalf,f(2) = Φhalf(2)/1.12
Note on J51: SM: Φhalf(2) = Φhalf(-7) + (Φhalf(7)-Φhalf(-7) )* (2-(-7)) / (7 - (-7))
Note on J52: SM: Φmin,f(2) = Φmin(2)/1.12
Note on J53: SM: Φmin(2) = Φmin(-7) + (Φmin(7)-Φmin(-7) )* (2-(-7)) / (7 - (-7))
Note on J54: SM: Default Φext(-7) = 0.734*Φext(2)
Note on J55: SM: Default Φfull(-7) = 0.64*Φfull(7)
Note on J56: SM: Default Φhalf(-7) = 0.64*Φhalf(7)
Note on J57: SM: Default Φmin(-7) = 0.64*Φmin(7)
Note on J91: Input range 13 to 22ºC
Note on J93: Input range 32-36ºC
Note on K32: SM: Default Phalf(35) = Phalf(29) /0.914
Note on K33: SM: Default Pmin(35) = Pmin(29) /0.914
Note on K45: SM: SM: Pext(2) =1.06* Pext,f(2)
Note on K46: SM: Pfull,f(2) = Pfull(2)/1.06
Note on K47: SM: Pfull(2) = Pfull(-7) + (Pfull(7)-Pfull(-7) )* (2-(-7)) / (7 - (-7))
Note on K49: SM: Pfull(2) = Pfull(-7) + (Pfull(7)-Pfull(-7) )* (2-(-7)) / (7 - (-7))
Note on K50: SM: Phalf,f(2) = Phalf(2)/1.06
Note on K51: SM: Phalf(2) = Phalf(-7) + (Phalf(7)-Phalf(-7) )* (2-(-7)) / (7 - (-7))
Note on K52: SM: Pmin,f(2) = Pmin(2)/1.06
Note on K53: SM: Pmin(2) = Pmin(-7) + (Pmin(7)-Pmin(-7) )* (2-(-7)) / (7 - (-7))
Note on K54: SM: Default Pext(-7) = 0.877*Pext(2)
Note on K55: SM: Default Pfull(-7) = 0.82*Pfull(7)
Note on K56: SM: Default Phalf(-7) = 0.82*half(7)
Note on K57: SM: Default Pmin(-7) = 0.82*min(7)
Note on K91: Input range 13-18ºC
Note on S4: satyam: to
Note on S5: satyam: t100
Note on T5: satyam: Φfull(t100)
Note on AX4: SM: to
Note on AX5: satyam: t100
Note on AY5: SM: =0.82*Φfull(H1)

## Inverter AC
[42 empty] | Cooling cal | [54 empty] | Heating Cal
INVERTER AC - SEASONAL PERFORMANCE FACTORS | [13 empty] | Load | Temp (oc) | Cooling load (W) |  |  | Lower |  |  | Middle |  |  | Higher | [17 empty] | Table 2 | Temp (oc) | Heating load (W) |  | Lower |  |  | Calculated parameters | [17 empty] | Higher
[19 empty] | Φmin(tp) | 1281.6315 |  | Φhaf(tc) | 1583.4241 |  | Φful(tb) | 2674 | [20 empty] | Φext(th) | 4129.5583 |  | Φext f(tf) | 3931.812 |  | Φful(ta) | 3589.14 |  | Φful f(tg) | 3340.9356 |  | Φhalf(td) | 2208.011 |  | Φhaf f(te) | 1944.4383 |  | Φmin(tq) | 768.2374 |  | Φmin f(tr) | 640.5109
[14 empty] | Load 0% | 21 | 0 |  |  | Pmin(tp) | 158.0457 |  | Phaf(tc) | 220.2247 |  | Pful(tb) | 636 | [16 empty] | Load 0% | 15 | 0 |  | Pext(th) | 1684.1451 |  | Pext f(tf) | 1641.7223 |  | Pful(ta) | 1194.83 |  | Pful f(tg) | 1150.237 |  | Phalf(td) | 440.9274 |  | Phaf f(te) | 410.6947 |  | Pmin(tq) | 160.2981 |  | Pmin f(tr) | 144.1633
Select Operating Zone |  |  | AS/NZS Cold | [10 empty] | Load 100% | 35 | 2674 |  |  | EERmin(tp) | 8.1092 |  | EERhaf(tc) | 7.19 |  | EERful(tb) | 4.2044 | [16 empty] | Load 100% | 0 | 3589.14 |  | COP(th) | 2.452 |  | COP(tf) | 2.3949 |  | COP(ta) | 3.0039 |  | COP(tg) | 2.9046 |  | COP(td) | 5.0077 |  | COP f(te) | 4.7345 |  | COP(tq) | 4.7926 |  | COP f(tr) | 4.443
[19 empty] | Tp | 27.7101 | min | Tc | 29.2902 | half | Tb | 35 | full | [19 empty] | Th | -2.2586 | Extd | Tf | -1.4321 | Extd -f | Ta | 0 | full | Tg | 1.0373 | Full-f | Td | 5.7721 | half | Te | 6.8737 | half -f | Tq | 11.7893 | min | Tr | 12.3231 | min-f
[57 empty] | HEATING SEASONAL ENERGY CONSUMPTION | [21 empty] | CHSE - Y(Min) Y(Entd) |  | CHSE - Y(Min) N(Entd) | [5 empty] | CHSE - N(Min) Y(Entd) | [7 empty] | CHSE - N(Min) N(Entd)
Inverter AC - Seasonal performance in AS/NZS Cold Zone | [13 empty] | AS/NZS Cold |  |  |  | COOLING SEASONAL LOAD LCST |  |  | CAPACITY |  |  | POWER INPUT |  |  | COOLING SEASONAL ENERGY CONSUMPTION when Min Capacity data is available | [7 empty] | CCSE- when Y(Min) |  | CCSE- when N(Min) | [5 empty] | AS/NZS Cold ZONE |  |  |  | HEATING SEASONAL LOAD LHST |  | Non frost zone cap tamb >=5.5 & <=-7C |  |  |  | Frost zone capacity tamb <5.5 & >-7C |  |  |  | NON FROSTING ZONE, when tamb >=5.5 and <=-7degC | [10 empty] | FROSTING ZONE, when Ta<5.5, Ta >-7degC | [10 empty] | Total Power | Total energy | NON FROSTING ZONE |  | FROSTING ZONE |  | Total Power | Total energy | NON FROSTING ZONE |  |  | FROSTING ZONE |  |  | Total Power | Total energy | Total Power | Total energy
|  |  | Symbol | Unit | Cooling | Heating | Unit | Symbol | [5 empty] | Bin no | OD temp | Bin hrs | Ref bin hrs | Defined cooling load | when Lc(j) >Φful(tj) | weighted Lc | Min | Half | Full | Min | Half | Full | Operation factor | Part load factor | Effect Power input <min | when Φmin(tj) <Lc(j) <=Φhlf(tj) |  | when Φhalf(tj) <Lc(j) <=Φful(tj) |  | Power input full | Total power | Total energy | Operation factor | Part load factor | Effect Power input half | Total power | Energy consumed |  | Bin no | OD temp | Bin hrs | Ref bin hrs | Defined heating load | weighted Lc | Min | Half | Full | Extnd | Min | Half | Full | Extnd | when Lc(j)<=Φmin(tj) |  |  | when Φmin(tj) <Lc(j) <=Φhlf(tj) |  | when Φhalf(tj) <Lc(j) <=Φful(tj) |  | when Φful(tj) <Lc(j) <=Φextd(tj) |  | when Lc(j) >Φextd(tj) |  | when Lc(j)<=Φmin f(tj) |  |  | when Φmin f(tj) <Lc(j) <=Φhlf f(tj) |  | when Φhalf f(tj) <Lc(j) <=Φful f(tj) |  | when Φful f(tj) <Lc(j) <=Φextd f(tj) |  | when Lc(j) >Φextd f(tj) |  |  |  | when Lc(j) >Φful(tj) |  | when Lc(j) >Φful f(tj) |  |  |  | when Lc(j)<=Φhalf(tj) |  |  | when Lc(j)<=Φhlaf f(tj)
|  | Total number of active hours | - | hr | 545 | 2660 | hr | - | Total number of hours
|  | Cooling seasonal total load | LCST | kWh | 750.742 | 5715.5858 | kWh | LHST | Heating seasonal total load |  |  |  |  | j | tj oC | nj | (nj) hrs | Lc(tj) |  | Whr | Φmin(tj) | Φhalf(tj) | Φful(tj) | Pmin(tj) | Phalf(tj) | Pful(tj) | X(tj) : Φmin | FPL(tj) | Pmin(tj) | ERmh | Pmh | ERhf | Phf | Pful(tj) | W | Whr | X(tj) : Φhlf | FPL(tj) | Phalf(tj) | W | Whr |  | j | tj oC | nj | (nj) hrs | Lc(tj) W | LHST Whrs | Φmin(tj) | Φhalf(tj) | Φful(tj) | Φextd(tj) | Φmin f(tj) | Φhalf f(tj) | Φful f (tj) | Φextd f (tj) | X(tj) | FPL | Effc Pmin(tj) | COPmh (tj) | Pmh (tj) | COPhf (tj) | Phf (tj) | COPfext (tj) | Pfe (tj) | Pext | PRH | X(tj) | FPL | Effc Pmin(tj) | COPmh f (tj) | Pmh (tj) | COPhf (tj) | Phf (tj) | COPfext (tj) | Pfe (tj) | Pext f | PRH | W | Whr | Pful | PRH | Pful f | PRH | W | Whr | X(tj) | FPL | Effc Phalf(tj) | X(tj) | FPL | Effc Phalf(tj) | W | Whr | W | Whr
|  | Cooling seasonal energy consumption | CCSE | kWh | 115.3737 | 1609.5844 | kWh | CHSE | Heating seasonal energy consumption |  |  |  |  | 0 | 15 | n0 | 0 | 0 | 0 | 0 | 1682 | 2055 | 3360.3267 | 79.6667 | 110.6667 | 453.68 | 0 | 0.75 | 0 | 15.5034 | 0 | 14.6623 | 0 | 0 | 0 | 0 | 0 | 0.75 | 0 | 0 | 0 |  | 0 | -10 | n0 | 0 | 5981.9 | 0 | 384.9943 | 1283.3143 | 2463.6257 | 3048.6579 | 406.282 | 1354.2735 | 2599.8487 | 3217.3779 | 1 | 1 | 0 | 5.5715 | 0 | -0.46756 | 0 | 0.56042 | 0 | 1494.9519 | 2933.2421 | 1 | 1 | 0 | 5.6373 | 0 | -0.55611 | 0 | 0.62673 | 0 | 0 | 0 | 4428.194 | 0 | 1139.449 | 3382.0513 | 0 | 0 | 4521.5004 | 0 | 1 | 1 | 0 | 1 | 1 | 0 | 4428.194 | 0 | 4521.5004 | 0
|  | Cooling seasonal performance factor | FCSP | kWh/kWh | 6.507 | 3.551 | kWh/kWh | FHSP | Heating seasonal performance factor |  |  |  |  | 1 | 16 | n1 | 0 | 0 | 0 | 0 | 1650.5 | 2022 | 3326.0103 | 85.8333 | 118.3333 | 462.796 | 0 | 0.75 | 0 | 14.9216 | 0 | 14.1394 | 0 | 0 | 0 | 0 | 0 | 0.75 | 0 | 0 | 0 |  | 1 | -9 | n1 | 0 | 5742.624 | 0 | 402.5829 | 1341.9429 | 2576.1771 | 3188.2831 | 416.7747 | 1389.249 | 2666.9924 | 3300.7631 | 1 | 1 | 0 | 5.5357 | 0 | -0.12041 | 0 | 0.80477 | 0 | 1519.3909 | 2554.3409 | 1 | 1 | 0 | 5.5838 | 0 | -0.24257 | 0 | 0.8331 | 0 | 0 | 0 | 4073.7318 | 0 | 1118.5194 | 3075.6316 | 0 | 0 | 4194.1509 | 0 | 1 | 1 | 0 | 1 | 1 | 0 | 4073.7318 | 0 | 4194.1509 | 0
|  | No of inactive hours | - | hr | 5555 |  | hr | - | No of inactive hours |  |  |  |  | 2 | 17 | n2 | 0 | 0 | 0 | 0 | 1619 | 1989 | 3291.694 | 92 | 126 | 471.912 | 0 | 0.75 | 0 | 14.3399 | 0 | 13.6165 | 0 | 0 | 0 | 0 | 0 | 0.75 | 0 | 0 | 0 |  | 2 | -8 | n2 | 0 | 5503.348 | 0 | 420.1714 | 1400.5714 | 2688.7286 | 3327.9083 | 427.2673 | 1424.2245 | 2734.1362 | 3384.1483 | 1 | 1 | 0 | 5.5 | 0 | 0.22673 | 0 | 1.0491 | 0 | 1543.8299 | 2175.4397 | 1 | 1 | 0 | 5.5303 | 0 | 0.070972 | 0 | 1.0395 | 0 | 0 | 0 | 3719.2697 | 0 | 1097.5897 | 2769.2118 | 0 | 0 | 3866.8015 | 0 | 1 | 1 | 0 | 1 | 1 | 0 | 3719.2697 | 0 | 3866.8015 | 0
|  | Average Cooling Inactive power | Pia | W | 1 |  | W | Pia | Averge Heating Inactive power |  |  |  |  | 3 | 18 | n3 | 0 | 0 | 0 | 0 | 1587.5 | 1956 | 3257.3777 | 98.1667 | 133.6667 | 481.028 | 0 | 0.75 | 0 | 13.7581 | 0 | 13.0936 | 0 | 0 | 0 | 0 | 0 | 0.75 | 0 | 0 | 0 |  | 3 | -7 | n3 | 0 | 5264.072 | 0 | 437.76 | 1459.2 | 2801.28 | 3467.5334 | 437.76 | 1459.2 | 2801.28 | 3467.5334 | 1 | 1 | 0 | 5.4642 | 0 | 0.57388 | 0 | 1.2935 | 0 | 1568.2689 | 1796.5386 | 1 | 1 | 0 | 5.4768 | 0 | 0.38452 | 0 | 1.2459 | 0 | 0 | 0 | 3364.8075 | 0 | 1076.66 | 2462.792 | 0 | 0 | 3539.452 | 0 | 1 | 1 | 0 | 1 | 1 | 0 | 3364.8075 | 0 | 3539.452 | 0
|  | Total Inactive energy | CIAE | kWh | 5.555 |  | kWh | HIAE | Total Inactive energy |  |  |  |  | 4 | 19 | n4 | 0 | 0 | 0 | 0 | 1556 | 1923 | 3223.0613 | 104.3333 | 141.3333 | 490.144 | 0 | 0.75 | 0 | 13.1764 | 0 | 12.5707 | 0 | 0 | 0 | 0 | 0 | 0.75 | 0 | 0 | 0 |  | 4 | -6 | n4 | 3 | 5024.796 | 15074.388 | 455.3486 | 1517.8286 | 2913.8314 | 3607.1586 | 448.2527 | 1494.1755 | 2868.4238 | 3550.9186 | 1 | 1 | 0 | 5.4285 | 0 | 0.92102 | 0 | 1.5378 | 0 | 0 | 0 | 1 | 1 | 0 | 5.4233 | 0 | 0.69806 | 0 | 1.4522 | 0 | 1581.4613 | 1473.8774 | 3055.3387 | 9166.016 | 0 | 0 | 1053.6978 | 2156.3722 | 3210.07 | 9630.21 | 1 | 1 | 0 | 1 | 1 | 0 | 3055.3387 | 9166.016 | 3210.07 | 9630.21
Total Cooling energy consumption (with 60% CIAE) |  |  |  | kWh | 118.7067 | 1611.8064 | kWh | Total Heating energy consumption (with 40% CIAE) | [5 empty] | 5 | 20 | n5 | 0 | 0 | 0 | 0 | 1524.5 | 1890 | 3188.745 | 110.5 | 149 | 499.26 | 0 | 0.75 | 0 | 12.5946 | 0 | 12.0478 | 0 | 0 | 0 | 0 | 0 | 0.75 | 0 | 0 | 0 |  | 5 | -5 | n5 | 13 | 4785.52 | 62211.76 | 472.9371 | 1576.4571 | 3026.3829 | 3746.7838 | 458.7453 | 1529.151 | 2935.5676 | 3634.3038 | 1 | 1 | 0 | 5.3927 | 0 | 1.2682 | 0 | 1.7822 | 0 | 0 | 0 | 1 | 1 | 0 | 5.3698 | 0 | 1.0116 | 0 | 1.6586 | 0 | 1594.6536 | 1151.2162 | 2745.8698 | 35696.3078 | 0 | 0 | 1030.7356 | 1849.9524 | 2880.688 | 37448.9441 | 1 | 1 | 0 | 1 | 1 | 0 | 2745.8698 | 35696.3078 | 2880.688 | 37448.9441
|  | Total Cooling seasonal performance factor | FTCSP | - | 6.2081 | 3.5388 | - | FTHSP | Total Heating seasonal performance factor |  |  |  |  | 6 | 21 | n6 | 0 | 0 | 0 | 0 | 1493 | 1857 | 3154.4287 | 116.6667 | 156.6667 | 508.376 | 0 | 0.75 | 0 | 12.0129 | 0 | 11.5249 | 0 | 0 | 0 | 0 | 0 | 0.75 | 0 | 0 | 0 |  | 6 | -4 | n6 | 22 | 4546.244 | 100017.368 | 490.5257 | 1635.0857 | 3138.9343 | 3886.409 | 469.238 | 1564.1265 | 3002.7113 | 3717.689 | 1 | 1 | 0 | 5.357 | 0 | 1.6153 | 0 | 2.0265 | 0 | 0 | 0 | 1 | 1 | 0 | 5.3163 | 0 | 1.3251 | 0 | 1.865 | 0 | 1607.846 | 828.555 | 2436.401 | 53600.822 | 0 | 0 | 1007.7733 | 1543.5327 | 2551.306 | 56128.7321 | 1 | 1 | 0 | 1 | 1 | 0 | 2436.401 | 53600.822 | 2551.306 | 56128.7321
|  | Total annual performance factor | FTAP | - | 3.7367 | [8 empty] | 7 | 22 | n7 | 16 | 191 | 0 | 3056 | 1461.5 | 1824 | 3120.1123 | 122.8333 | 164.3333 | 517.492 | 0.13069 | 0.78267 | 20.5103 | 11.4311 | 0 | 11.002 | 0 | 0 | 20.5103 | 328.1641 | 0.10471 | 0.77618 | 22.1703 | 22.1703 | 354.7255 |  | 7 | -3 | n7 | 44 | 4306.968 | 189506.592 | 508.1143 | 1693.7143 | 3251.4857 | 4026.0341 | 479.7306 | 1599.102 | 3069.8551 | 3801.0741 | 1 | 1 | 0 | 5.3212 | 0 | 1.9625 | 0 | 2.2709 | 0 | 0 | 0 | 1 | 1 | 0 | 5.2628 | 0 | 1.6387 | 0 | 2.0714 | 0 | 1621.0383 | 505.8939 | 2126.9322 | 93585.0153 | 0 | 0 | 984.8111 | 1237.1129 | 2221.924 | 97764.6564 | 1 | 1 | 0 | 1 | 1 | 0 | 2126.9322 | 93585.0153 | 2221.924 | 97764.6564
[14 empty] | 8 | 23 | n8 | 29 | 382 | 0 | 11078 | 1430 | 1791 | 3085.796 | 129 | 172 | 526.608 | 0.26713 | 0.81678 | 42.1901 | 10.8494 | 0 | 10.4791 | 0 | 0 | 42.1901 | 1223.512 | 0.21329 | 0.80332 | 45.6674 | 45.6674 | 1324.3552 |  | 8 | -2 | n8 | 54 | 4067.692 | 219655.368 | 525.7029 | 1752.3429 | 3364.0371 | 4165.6593 | 490.2233 | 1634.0776 | 3136.9989 | 3884.4593 | 1 | 1 | 0 | 5.2855 | 0 | 2.3096 | 0 | 2.5152 | 0 | 0 | 0 | 1 | 1 | 0 | 5.2093 | 0 | 1.9522 | 0 | 2.2777 | 0 | 1634.2306 | 183.2327 | 1817.4633 | 98143.02 | 0 | 0 | 961.8489 | 930.6931 | 1892.542 | 102197.2686 | 1 | 1 | 0 | 1 | 1 | 0 | 1817.4633 | 98143.02 | 1892.542 | 102197.2686
Rating |  |  | FTCSP | Cooling | 4.5 Stars | 2 Stars | Heating | FHSP | [5 empty] | 9 | 24 | n9 | 40 | 573 | 0 | 22920 | 1398.5 | 1758 | 3051.4797 | 135.1667 | 179.6667 | 535.724 | 0.40972 | 0.85243 | 64.9684 | 10.2676 | 0 | 9.9562 | 0 | 0 | 64.9684 | 2598.7375 | 0.32594 | 0.83148 | 70.4286 | 70.4286 | 2817.1438 |  | 9 | -1 | n9 | 69 | 3828.416 | 264160.704 | 543.2914 | 1810.9714 | 3476.5886 | 4305.2845 | 500.7159 | 1669.0531 | 3204.1427 | 3967.8445 | 1 | 1 | 0 | 5.2497 | 0 | 2.6567 | 0 | 2.7595 | 0 | 0 | 0 | 1 | 1 | 0 | 5.1558 | 0 | 2.2658 | 0 | 2.4841 | 1541.1618 | 0 | 0 | 1541.1618 | 106340.1609 | 0 | 0 | 938.8867 | 624.2733 | 1563.16 | 107858.0409 | 1 | 1 | 0 | 1 | 1 | 0 | 1541.1618 | 106340.1609 | 1563.16 | 107858.0409
[14 empty] | 10 | 25 | n10 | 48 | 764 | 0 | 36672 | 1367 | 1725 | 3017.1633 | 141.3333 | 187.3333 | 544.84 | 0.55889 | 0.88972 | 88.78 | 9.6859 | 0 | 9.4334 | 0 | 0 | 88.78 | 4261.4397 | 0.4429 | 0.86072 | 96.3951 | 96.3951 | 4626.9662 |  | 10 | 0 | n10 | 77 | 3589.14 | 276363.78 | 560.88 | 1869.6 | 3589.14 | 4444.9097 | 511.2086 | 1704.0286 | 3271.2864 | 4051.2297 | 1 | 1 | 0 | 5.214 | 0 | 3.0039 | 0 | 3.0039 | 0 | 0 | 0 | 1 | 1 | 0 | 5.1023 | 0 | 2.5793 | 0 | 2.6905 | 1334.0117 | 0 | 0 | 1334.0117 | 102718.8979 | 0 | 0 | 915.9244 | 317.8536 | 1233.778 | 95000.9072 | 1 | 1 | 0 | 1 | 1 | 0 | 1334.0117 | 102718.8979 | 1233.778 | 95000.9072
INPUT PARAMETERS | [13 empty] | 11 | 26 | n11 | 50 | 955 | 0 | 47750 | 1335.5 | 1692 | 2982.847 | 147.5 | 195 | 553.956 | 0.71509 | 0.92877 | 113.5644 | 9.1041 | 0 | 8.9105 | 0 | 0 | 113.5644 | 5678.2223 | 0.56442 | 0.89111 | 123.5119 | 123.5119 | 6175.5928 |  | 11 | 1 | n11 | 116 | 3349.864 | 388584.224 | 578.4686 | 1928.2286 | 3701.6914 | 4584.5348 | 521.7012 | 1739.0041 | 3338.4302 | 4134.6148 | 1 | 1 | 0 | 5.1782 | 0 | 3.351 | 0 | 3.2482 | 0 | 0 | 0 | 1 | 1 | 0 | 5.0488 | 0 | 2.8929 | 0 | 2.8969 | 1156.3768 | 0 | 0 | 1156.3768 | 134139.7079 | 0 | 0 | 892.9622 | 11.4338 | 904.396 | 104909.9381 | 1 | 1 | 0 | 1 | 1 | 0 | 1156.3768 | 134139.7079 | 904.396 | 104909.9381
[14 empty] | 12 | 27 | n12 | 52 | 1146 | 0 | 59592 | 1304 | 1659 | 2948.5307 | 153.6667 | 202.6667 | 563.072 | 0.87883 | 0.96971 | 139.2661 | 8.5224 | 0 | 8.3876 | 0 | 0 | 139.2661 | 7241.8379 | 0.69078 | 0.92269 | 151.7269 | 151.7269 | 7889.8004 |  | 12 | 2 | n12 | 121 | 3110.588 | 376381.148 | 596.0571 | 1986.8571 | 3814.2429 | 4724.16 | 532.1939 | 1773.9796 | 3405.574 | 4218 | 1 | 1 | 0 | 5.1425 | 0 | 3.6982 | 0 | 3.4926 | 0 | 0 | 0 | 1 | 1 | 0 | 4.9953 | 0 | 3.2064 | 970.1165 | 3.1032 | 0 | 0 | 0 | 970.1165 | 117384.0984 | 0 | 0 | 0 | 0 | 970.1165 | 117384.0984 | 1 | 1 | 0 | 1 | 1 | 0 | 970.1165 | 117384.0984 | 970.1165 | 117384.0984
|  | Cooling Min Cap Results Available ? | YES |  |  |  |  | Heating H1 Min Cap Results Available ? | YES |  |  |  |  | 13 | 28 | n13 | 44 | 1337 | 0 | 58828 | 1272.5 | 1626 | 2914.2143 | 159.8333 | 210.3333 | 572.188 | 1 | 1 | 0 | 7.9406 | 168.3751 | 7.8647 | 0 | 0 | 168.3751 | 7408.505 | 0.82226 | 0.95557 | 180.9916 | 180.9916 | 7963.6295 |  | 13 | 3 | n13 | 156 | 2871.312 | 447924.672 | 613.6457 | 2045.4857 | 3926.7943 | 4863.7852 | 542.6865 | 1808.9551 | 3472.7178 | 4301.3852 | 1 | 1 | 0 | 5.1067 | 0 | 4.0453 | 0 | 3.7369 | 0 | 0 | 0 | 1 | 1 | 0 | 4.9418 | 0 | 3.52 | 815.7252 | 3.3096 | 0 | 0 | 0 | 815.7252 | 127253.1326 | 0 | 0 | 0 | 0 | 815.7252 | 127253.1326 | 1 | 1 | 0 | 1 | 1 | 0 | 815.7252 | 127253.1326 | 815.7252 | 127253.1326
[8 empty] | Heating Extended Mode Available ? | YES |  |  |  |  | 14 | 29 | n14 | 68 | 1528 | 0 | 103904 | 1241 | 1593 | 2879.898 | 166 | 218 | 581.304 | 1 | 1 | 0 | 7.3589 | 207.6411 | 7.3418 | 0 | 0 | 207.6411 | 14119.5961 | 0.9592 | 0.9898 | 211.2599 | 211.2599 | 14365.6712 |  | 14 | 4 | n14 | 169 | 2632.036 | 444814.084 | 631.2343 | 2104.1143 | 4039.3457 | 5003.4103 | 553.1792 | 1843.9306 | 3539.8615 | 4384.7703 | 1 | 1 | 0 | 5.071 | 0 | 4.3925 | 0 | 3.9813 | 0 | 0 | 0 | 1 | 1 | 0 | 4.8883 | 0 | 3.8335 | 686.5894 | 3.516 | 0 | 0 | 0 | 686.5894 | 116033.6079 | 0 | 0 | 0 | 0 | 686.5894 | 116033.6079 | 1 | 1 | 0 | 1 | 1 | 0 | 686.5894 | 116033.6079 | 686.5894 | 116033.6079
[14 empty] | 15 | 30 | n15 | 48 | 1719 | 0 | 82512 | 1209.5 | 1560 | 2845.5817 | 172.1667 | 225.6667 | 590.42 | 1 | 1 | 0 | 6.7771 | 0 | 6.8189 | 252.0943 | 0 | 252.0943 | 12100.5269 | 1 | 1 | 0 | 252.0943 | 12100.5269 |  | 15 | 5 | n15 | 216 | 2392.76 | 516836.16 | 648.8229 | 2162.7429 | 4151.8971 | 5143.0355 | 563.6718 | 1878.9061 | 3607.0053 | 4468.1555 | 1 | 1 | 0 | 5.0353 | 0 | 4.7396 | 0 | 4.2256 | 0 | 0 | 0 | 1 | 1 | 0 | 4.8348 | 0 | 4.147 | 576.9806 | 3.7224 | 0 | 0 | 0 | 576.9806 | 124627.8155 | 0 | 0 | 0 | 0 | 576.9806 | 124627.8155 | 1 | 1 | 0 | 1 | 1 | 0 | 576.9806 | 124627.8155 | 576.9806 | 124627.8155
Data availability | Tests specified |  | Cooling Test |  | Mesured results |  |  | Standard default |  |  | Data used for calculation |  |  | 16 | 31 | n16 | 54 | 1910 | 0 | 103140 | 1178 | 1527 | 2811.2653 | 178.3333 | 233.3333 | 599.536 | 1 | 1 | 0 | 6.1953 | 0 | 6.296 | 303.3681 | 0 | 303.3681 | 16381.8771 | 1 | 1 | 0 | 303.3681 | 16381.8771 |  | 16 | 6 | n16 | 238 | 2153.484 | 512529.192 | 666.4114 | 2221.3714 | 4264.4486 | 5282.6607 | 574.1645 | 1913.8816 | 3674.1491 | 4551.5407 | 1 | 1 | 0 | 4.9995 | 430.7394 | 5.0868 | 0 | 4.47 | 0 | 0 | 0 | 1 | 1 | 0 | 4.7813 | 0 | 4.4606 | 0 | 3.9287 | 0 | 0 | 0 | 430.7394 | 102515.9697 | 0 | 0 | 0 | 0 | 430.7394 | 102515.9697 | 0.96944 | 0.99236 | 432.0255 | 1 | 1 | 0 | 432.0255 | 102822.0622 | 432.0255 | 102822.0622
| Options | Selection | Table 2 | OD Temp (oc) | Cooling cap (W) | Power input (W) | EER | Cooling cap (W) | Power input (W) | EER | Cooling cap (W) | Power input (W) | EER | 17 | 32 | n17 | 40 | 2101 | 0 | 84040 | 1146.5 | 1494 | 2776.949 | 184.5 | 241 | 608.652 | 1 | 1 | 0 | 5.6136 | 0 | 5.7731 | 363.9301 | 0 | 363.9301 | 14557.2031 | 1 | 1 | 0 | 363.9301 | 14557.2031 |  | 17 | 7 | n17 | 327 | 1914.208 | 625946.016 | 684 | 2280 | 4377 | 5422.2859 | 584.6571 | 1948.8571 | 3741.2929 | 4634.9259 | 1 | 1 | 0 | 4.9638 | 385.6368 | 5.4339 | 0 | 4.7143 | 0 | 0 | 0 | 1 | 1 | 0 | 4.7278 | 0 | 4.7741 | 0 | 4.1351 | 0 | 0 | 0 | 385.6368 | 126103.2336 | 0 | 0 | 0 | 0 | 385.6368 | 126103.2336 | 0.83956 | 0.95989 | 391.8414 | 0.98222 | 0.99556 | 0 | 391.8414 | 128132.1235 | 391.8414 | 128132.1235
[14 empty] | 18 | 33 | n18 | 25 | 2292 | 0 | 57300 | 1115 | 1461 | 2742.6327 | 190.6667 | 248.6667 | 617.768 | 1 | 1 | 0 | 5.0318 | 0 | 5.2502 | 436.5554 | 0 | 436.5554 | 10913.8862 | 1 | 1 | 0 | 436.5554 | 10913.8862 |  | 18 | 8 | n18 | 262 | 1674.932 | 438832.184 | 701.5886 | 2338.6286 | 4489.5514 | 5561.911 | 595.1498 | 1983.8327 | 3808.4366 | 4718.311 | 1 | 1 | 0 | 4.928 | 339.8799 | 5.7811 | 0 | 4.9587 | 0 | 0 | 0 | 1 | 1 | 0 | 4.6742 | 0 | 5.0877 | 0 | 4.3415 | 0 | 0 | 0 | 339.8799 | 89048.5322 | 0 | 0 | 0 | 0 | 339.8799 | 89048.5322 | 0.7162 | 0.92905 | 349.8024 | 0.84429 | 0.96107 | 0 | 349.8024 | 91648.2192 | 349.8024 | 91648.2192
YES | Required | Measured | T1 Full cap | 35 | 2674 | 636 | 4.2044 | Measured data used |  |  | 2674 | 636 | 4.2044 | 19 | 34 | n19 | 12 | 2483 | 0 | 29796 | 1083.5 | 1428 | 2708.3163 | 196.8333 | 256.3333 | 626.884 | 1 | 1 | 0 | 4.4501 | 0 | 4.7273 | 525.2473 | 0 | 525.2473 | 6302.9672 | 1 | 1 | 0 | 525.2473 | 6302.9672 |  | 19 | 9 | n19 | 245 | 1435.656 | 351735.72 | 719.1771 | 2397.2571 | 4602.1029 | 5701.5362 | 605.6424 | 2018.8082 | 3875.5804 | 4801.6962 | 1 | 1 | 0 | 4.8923 | 293.4543 | 6.1282 | 0 | 5.203 | 0 | 0 | 0 | 1 | 1 | 0 | 4.6207 | 0 | 5.4012 | 0 | 4.5479 | 0 | 0 | 0 | 293.4543 | 71896.3051 | 0 | 0 | 0 | 0 | 293.4543 | 71896.3051 | 0.59887 | 0.89972 | 305.8676 | 0.71114 | 0.92779 | 0 | 305.8676 | 74937.5637 | 305.8676 | 74937.5637
YES | Required | Measured | T1 Half cap | 35 | 1395 | 264 | 5.2841 | Measured data used |  |  | 1395 | 264 | 5.2841 | 20 | 35 | n20 | 8 | 2674 | 0 | 21392 | 1052 | 1395 | 2674 | 203 | 264 | 636 | 1 | 1 | 0 | 3.8683 | 0 | 4.2044 | 636 | 0 | 636 | 5088 | 1 | 1 | 0 | 636 | 5088 |  | 20 | 10 | n20 | 189 | 1196.38 | 226115.82 | 736.7657 | 2455.8857 | 4714.6543 | 5841.1614 | 616.1351 | 2053.7837 | 3942.7242 | 4885.0814 | 1 | 1 | 0 | 4.8565 | 246.3453 | 6.4753 | 0 | 5.4474 | 0 | 0 | 0 | 1 | 1 | 0 | 4.5672 | 0 | 5.7148 | 0 | 4.7542 | 0 | 0 | 0 | 246.3453 | 46559.2565 | 0 | 0 | 0 | 0 | 246.3453 | 46559.2565 | 0.48715 | 0.87179 | 259.995 | 0.58252 | 0.89563 | 0 | 259.995 | 49139.053 | 259.995 | 49139.053
YES | Optional | Measured | T1 Min cap | 35 | 1052 | 203 | 5.1823 | 1152.2748 | 181.6193 | 6.3445 | 1052 | 203 | 5.1823 | 21 | 36 | n21 | 6 | 2865 | 1 | 15838.102 | 1020.5 | 1362 | 2639.6837 | 209.1667 | 271.6667 | 645.116 | 1 | 1 | 0 | 3.2866 | 0 | 3.6815 | 0 | 645.116 | 645.116 | 3870.696 | 1 | 1 | 0 | 645.116 | 3870.696 |  | 21 | 11 | n21 | 163 | 957.104 | 156007.952 | 754.3543 | 2514.5143 | 4827.2057 | 5980.7866 | 626.6278 | 2088.7592 | 4009.868 | 4968.4666 | 1 | 1 | 0 | 4.8208 | 198.5376 | 6.8225 | 0 | 5.6917 | 0 | 0 | 0 | 1 | 1 | 0 | 4.5137 | 0 | 6.0283 | 0 | 4.9606 | 0 | 0 | 0 | 198.5376 | 32361.6268 | 0 | 0 | 0 | 0 | 198.5376 | 32361.6268 | 0.38063 | 0.84516 | 212.1412 | 0.45822 | 0.86455 | 0 | 212.1412 | 34579.0088 | 212.1412 | 34579.0088
Not required | Calculated | Default | Low Amb Full cap | 29 | 1 | 1 |  | 2879.898 | 581.304 | 4.9542 | 2879.898 | 581.304 | 4.9542 | 22 | 37 | n22 | 2 | 3056 | 1 | 5210.7347 | 989 | 1329 | 2605.3673 | 215.3333 | 279.3333 | 654.232 | 1 | 1 | 0 | 2.7048 | 0 | 3.1586 | 0 | 654.232 | 654.232 | 1308.464 | 1 | 1 | 0 | 654.232 | 1308.464 |  | 22 | 12 | n22 | 101 | 717.828 | 72500.628 | 771.9429 | 2573.1429 | 4939.7571 | 6120.4117 | 637.1204 | 2123.7347 | 4077.0117 | 5051.8517 | 0.9299 | 0.98247 | 152.107 | 4.785 | 0 | 7.1696 | 0 | 5.9361 | 0 | 0 | 0 | 1 | 1 | 0 | 4.4602 | 0 | 6.3418 | 0 | 5.167 | 0 | 0 | 0 | 152.107 | 15362.8053 | 0 | 0 | 0 | 0 | 152.107 | 15362.8053 | 0.27897 | 0.81974 | 162.2615 | 0.338 | 0.8345 | 0 | 162.2615 | 16388.4074 | 162.2615 | 16388.4074
YES | Optional | Measured | Low Amb Half cap | 29 | 1593 | 218 | 7.3073 | 1502.415 | 241.296 | 6.2264 | 1593 | 218 | 7.3073 | 23 | 38 | n23 | 3 | 3247 | 1 | 7713.153 | 957.5 | 1296 | 2571.051 | 221.5 | 287 | 663.348 | 1 | 1 | 0 | 2.1231 | 0 | 2.6357 | 0 | 663.348 | 663.348 | 1990.044 | 1 | 1 | 0 | 663.348 | 1990.044 |  | 23 | 13 | n23 | 52 | 478.552 | 24884.704 | 789.5314 | 2631.7714 | 5052.3086 | 6260.0369 | 647.6131 | 2158.7102 | 4144.1555 | 5135.2369 | 0.60612 | 0.90153 | 109.3527 | 4.7493 | 0 | 7.5168 | 0 | 6.1804 | 0 | 0 | 0 | 0.73895 | 0.93474 | 0 | 4.4067 | 0 | 6.6554 | 0 | 5.3734 | 0 | 0 | 0 | 109.3527 | 5686.3416 | 0 | 0 | 0 | 0 | 109.3527 | 5686.3416 | 0.18184 | 0.79546 | 110.3099 | 0.22168 | 0.80542 | 0 | 110.3099 | 5736.1139 | 110.3099 | 5736.1139
YES | Required | Measured | Low Amb Min cap | 29 | 1241 | 166 | 7.4759 | Measured data used |  |  | 1241 | 166 | 7.4759 | 24 | 39 | n24 | 0 | 3438 | 1 | 0 | 926 | 1263 | 2536.7347 | 227.6667 | 294.6667 | 672.464 | 1 | 1 | 0 | 1.5413 | 0 | 2.1128 | 0 | 672.464 | 672.464 | 0 | 1 | 1 | 0 | 672.464 | 0 |  | 24 | 14 | n24 | 23 | 239.276 | 5503.348 | 807.12 | 2690.4 | 5164.86 | 6399.6621 | 658.1057 | 2193.6857 | 4211.2993 | 5218.6221 | 0.29646 | 0.82411 | 59.2076 | 4.7135 | 0 | 7.8639 | 0 | 6.4247 | 0 | 0 | 0 | 0.36358 | 0.8409 | 0 | 4.3532 | 0 | 6.9689 | 0 | 5.5797 | 0 | 0 | 0 | 59.2076 | 1361.7737 | 0 | 0 | 0 | 0 | 59.2076 | 1361.7737 | 0.088937 | 0.77223 | 56.239 | 0.10907 | 0.77727 | 0 | 56.239 | 1293.4975 | 56.239 | 1293.4975
[14 empty] | 25 | 40 | n25 | 0 | 3629 | 1 | 0 | 894.5 | 1230 | 2502.4183 | 233.8333 | 302.3333 | 681.58 | 1 | 1 | 0 | 0.95957 | 0 | 1.5899 | 0 | 681.58 | 681.58 | 0 | 1 | 1 | 0 | 681.58 | 0 |  | 25 | 15 | n25 | 0 | 0 | 0 | 824.7086 | 2749.0286 | 5277.4114 | 6539.2873 | 668.5984 | 2228.6612 | 4278.4431 | 5302.0073 | 0 | 0.75 | 0 | 4.6778 | 0 | 8.2111 | 0 | 6.6691 | 0 | 0 | 0 | 0 | 0.75 | 0 | 4.2997 | 0 | 7.2825 | 0 | 5.7861 | 0 | 0 | 0 | 0 | 0 | 0 | 0 | 0 | 0 | 0 | 0 | 0 | 0.75 | 0 | 0 | 0.75 | 0 | 0 | 0 | 0 | 0
Data availability | Tests specified |  | Heating Test |  | Mesured results |  |  | Standard default |  |  | Data used for calculation |  |  | 26 | 41 | n26 | 0 | 3820 | 1 | 0 | 863 | 1197 | 2468.102 | 240 | 310 | 690.696 | 1 | 1 | 0 | 0.37782 | 0 | 1.067 | 0 | 690.696 | 690.696 | 0 | 1 | 1 | 0 | 690.696 | 0 |  | 26 | 16 | n26 | 0 | 0 | 0 | 842.2971 | 2807.6571 | 5389.9629 | 6678.9124 | 679.091 | 2263.6367 | 4345.5868 | 5385.3924 | 0 | 0.75 | 0 | 4.642 | 0 | 8.5582 | 0 | 6.9134 | 0 | 0 | 0 | 0 | 0.75 | 0 | 4.2462 | 0 | 7.596 | 0 | 5.9925 | 0 | 0 | 0 | 0 | 0 | 0 | 0 | 0 | 0 | 0 | 0 | 0 | 0.75 | 0 | 0 | 0.75 | 0 | 0 | 0 | 0 | 0
| Options | Selection | Table 2 | OD Temp (oc) | Heating cap (W) | Power input (W) | COP | Heating cap (W) | Power input (W) | COP | Heating cap (W) | Power input (W) | COP | 27 | 42 | n27 | 0 | 4011 | 1 | 0 | 831.5 | 1164 | 2433.7857 | 246.1667 | 317.6667 | 699.812 | 1 | 1 | 0 | -0.20393 | 0 | 0.54414 | 0 | 699.812 | 699.812 | 0 | 1 | 1 | 0 | 699.812 | 0 |  | 27 | 17 | n27 | 0 | 0 | 0 | 859.8857 | 2866.2857 | 5502.5143 | 6818.5376 | 689.5837 | 2298.6122 | 4412.7306 | 5468.7776 | 0 | 0.75 | 0 | 4.6063 | 0 | 8.9054 | 0 | 7.1578 | 0 | 0 | 0 | 0 | 0.75 | 0 | 4.1927 | 0 | 7.9096 | 0 | 6.1989 | 0 | 0 | 0 | 0 | 0 | 0 | 0 | 0 | 0 | 0 | 0 | 0 | 0.75 | 0 | 0 | 0.75 | 0 | 0 | 0 | 0 | 0
[14 empty] | 28 | 43 | n28 | 0 | 4202 | 1 | 0 | 800 | 1131 | 2399.4693 | 252.3333 | 325.3333 | 708.928 | 1 | 1 | 0 | -0.78569 | 0 | 0.021244 | 0 | 708.928 | 708.928 | 0 | 1 | 1 | 0 | 708.928 | 0 |  | 28 | 18 | n28 | 0 | 0 | 0 | 877.4743 | 2924.9143 | 5615.0657 | 6958.1628 | 700.0763 | 2333.5878 | 4479.8744 | 5552.1628 | 0 | 0.75 | 0 | 4.5705 | 0 | 9.2525 | 0 | 7.4021 | 0 | 0 | 0 | 0 | 0.75 | 0 | 4.1392 | 0 | 8.2231 | 0 | 6.4053 | 0 | 0 | 0 | 0 | 0 | 0 | 0 | 0 | 0 | 0 | 0 | 0 | 0.75 | 0 | 0 | 0.75 | 0 | 0 | 0 | 0 | 0
YES | Required | Measured | H1 Full cap | 7 | 4377 | 1313 | 3.3336 | Measured data used |  |  | 4377 | 1313 | 3.3336 | 29 | 44 | n29 | 0 | 4393 | 1 | 0 | 768.5 | 1098 | 2365.153 | 258.5 | 333 | 718.044 | 1 | 1 | 0 | -1.3674 | 0 | -0.50165 | 0 | 718.044 | 718.044 | 0 | 1 | 1 | 0 | 718.044 | 0 |  | 29 | 19 | n29 | 0 | 0 | 0 | 895.0629 | 2983.5429 | 5727.6171 | 7097.7879 | 710.569 | 2368.5633 | 4547.0182 | 5635.5479 | 0 | 0.75 | 0 | 4.5348 | 0 | 9.5996 | 0 | 7.6465 | 0 | 0 | 0 | 0 | 0.75 | 0 | 4.0857 | 0 | 8.5366 | 0 | 6.6116 | 0 | 0 | 0 | 0 | 0 | 0 | 0 | 0 | 0 | 0 | 0 | 0 | 0.75 | 0 | 0 | 0.75 | 0 | 0 | 0 | 0 | 0
YES | Required | Measured | H1 Half cap | 7 | 2280 | 448 | 5.0893 | Measured data used |  |  | 2280 | 448 | 5.0893 | 30 | 45 | n30 | 0 | 4584 | 1 | 0 | 737 | 1065 | 2330.8367 | 264.6667 | 340.6667 | 727.16 | 1 | 1 | 0 | -1.9492 | 0 | -1.0245 | 0 | 727.16 | 727.16 | 0 | 1 | 1 | 0 | 727.16 | 0 |  | 30 | 20 | n30 | 0 | 0 | 0 | 912.6514 | 3042.1714 | 5840.1686 | 7237.4131 | 721.0616 | 2403.5388 | 4614.1619 | 5718.9331 | 0 | 0.75 | 0 | 4.499 | 0 | 9.9468 | 0 | 7.8908 | 0 | 0 | 0 | 0 | 0.75 | 0 | 4.0322 | 0 | 8.8502 | 0 | 6.818 | 0 | 0 | 0 | 0 | 0 | 0 | 0 | 0 | 0 | 0 | 0 | 0 | 0.75 | 0 | 0 | 0.75 | 0 | 0 | 0 | 0 | 0
YES | Required | Measured | H1 Min cap | 7 | 684 | 151 | 4.5298 | Measured data used |  |  | 684 | 151 | 4.5298 | 31 | 46 | n31 | 0 | 4775 | 1 | 0 | 705.5 | 1032 | 2296.5203 | 270.8333 | 348.3333 | 736.276 | 1 | 1 | 0 | -2.5309 | 0 | -1.5474 | 0 | 736.276 | 736.276 | 0 | 1 | 1 | 0 | 736.276 | 0 |  | 31 | 21 | n31 | 0 | 0 | 0 | 930.24 | 3100.8 | 5952.72 | 7377.0383 | 731.5543 | 2438.5143 | 4681.3057 | 5802.3183 | 0 | 0.75 | 0 | 4.4633 | 0 | 10.2939 | 0 | 8.1352 | 0 | 0 | 0 | 0 | 0.75 | 0 | 3.9787 | 0 | 9.1637 | 0 | 7.0244 | 0 | 0 | 0 | 0 | 0 | 0 | 0 | 0 | 0 | 0 | 0 | 0 | 0.75 | 0 | 0 | 0.75 | 0 | 0 | 0 | 0 | 0
YES | Required | Measured | H2 Ext cap, f | 2 | 4218 | 1687 | 2.5003 | Measured data used |  |  | 4218 | 1687 | 2.5003 | 32 | 47 | n32 | 0 | 4966 | 1 | 0 | 674 | 999 | 2262.204 | 277 | 356 | 745.392 | 1 | 1 | 0 | -3.1127 | 0 | -2.0703 | 0 | 745.392 | 745.392 | 0 | 1 | 1 | 0 | 745.392 | 0 |  | 32 | 22 | n32 | 0 | 0 | 0 | 947.8286 | 3159.4286 | 6065.2714 | 7516.6635 | 742.0469 | 2473.4898 | 4748.4495 | 5885.7035 | 0 | 0.75 | 0 | 4.4276 | 0 | 10.6411 | 0 | 8.3795 | 0 | 0 | 0 | 0 | 0.75 | 0 | 3.9252 | 0 | 9.4773 | 0 | 7.2308 | 0 | 0 | 0 | 0 | 0 | 0 | 0 | 0 | 0 | 0 | 0 | 0 | 0.75 | 0 | 0 | 0.75 | 0 | 0 | 0 | 0 | 0
Not required | Calculated | Default | H2 Ext cap | 2 | 1 | 1 |  | 4724.16 | 1788.22 | 2.6418 | 4724.16 | 1788.22 | 2.6418 | 33 | 48 | n33 | 0 | 5157 | 1 | 0 | 642.5 | 966 | 2227.8877 | 283.1667 | 363.6667 | 754.508 | 1 | 1 | 0 | -3.6945 | 0 | -2.5932 | 0 | 754.508 | 754.508 | 0 | 1 | 1 | 0 | 754.508 | 0 |  | 33 | 23 | n33 | 0 | 0 | 0 | 965.4171 | 3218.0571 | 6177.8229 | 7656.2886 | 752.5396 | 2508.4653 | 4815.5933 | 5969.0886 | 0 | 0.75 | 0 | 4.3918 | 0 | 10.9882 | 0 | 8.6239 | 0 | 0 | 0 | 0 | 0.75 | 0 | 3.8717 | 0 | 9.7908 | 0 | 7.4371 | 0 | 0 | 0 | 0 | 0 | 0 | 0 | 0 | 0 | 0 | 0 | 0 | 0.75 | 0 | 0 | 0.75 | 0 | 0 | 0 | 0 | 0
YES | Optional | Default | H2 Full cap, f | 2 | 2750 | 800 | 3.4375 | 3405.574 | 1159.0499 | 2.9382 | 3405.574 | 1159.0499 | 2.9382 | 34 | 49 | n34 | 0 | 5348 | 1 | 0 | 611 | 933 | 2193.5713 | 289.3333 | 371.3333 | 763.624 | 1 | 1 | 0 | -4.2762 | 0 | -3.1161 | 0 | 763.624 | 763.624 | 0 | 1 | 1 | 0 | 763.624 | 0 |  | 34 | 24 | n34 | 0 | 0 | 0 | 983.0057 | 3276.6857 | 6290.3743 | 7795.9138 | 763.0322 | 2543.4408 | 4882.737 | 6052.4738 | 0 | 0.75 | 0 | 4.3561 | 0 | 11.3354 | 0 | 8.8682 | 0 | 0 | 0 | 0 | 0.75 | 0 | 3.8182 | 0 | 10.1044 | 0 | 7.6435 | 0 | 0 | 0 | 0 | 0 | 0 | 0 | 0 | 0 | 0 | 0 | 0 | 0.75 | 0 | 0 | 0.75 | 0 | 0 | 0 | 0 | 0
Not required | Calculated | Default | H2 Full cap | 2 | 1 | 1 |  | 3814.2429 | 1228.5929 | 3.1046 | 3814.2429 | 1228.5929 | 3.1046 | 35 | 50 | n35 | 0 | 5539 | 1 | 0 | 579.5 | 900 | 2159.255 | 295.5 | 379 | 772.74 | 1 | 1 | 0 | -4.858 | 0 | -3.639 | 0 | 772.74 | 772.74 | 0 | 1 | 1 | 0 | 772.74 | 0 |  | 35 | 25 | n35 | 0 | 0 | 0 | 1000.5943 | 3335.3143 | 6402.9257 | 7935.539 | 773.5249 | 2578.4163 | 4949.8808 | 6135.859 | 0 | 0.75 | 0 | 4.3203 | 0 | 11.6825 | 0 | 9.1126 | 0 | 0 | 0 | 0 | 0.75 | 0 | 3.7647 | 0 | 10.4179 | 0 | 7.8499 | 0 | 0 | 0 | 0 | 0 | 0 | 0 | 0 | 0 | 0 | 0 | 0 | 0.75 | 0 | 0 | 0.75 | 0 | 0 | 0 | 0 | 0
YES | Required | Measured | H2 Full cap, f | 2 | 2900 | 870 | 3.3333 | Measured data used |  |  | 2900 | 870 | 3.3333 |  |  | Total Hrs | 545 |  | LCST | 750741.9897 | [12 empty] | CCSE |  |  | 115373.679 |  |  |  |  | 118031.5491 |  |  |  | Total Hrs | 2660 | LHST | 5715585.812 | [30 empty] | CHSE | 1609584.4469 |  |  |  |  | CHSE | 1587133.1965 | [6 empty] | CHSE | 1623364.6516 | CHSE | 1600913.4012
Calculated | Calculated | Default | H2 Full cap | 2 | 1 | 1 |  | 2970.1286 | 888.2929 | 3.3436 | 2970.1286 | 888.2929 | 3.3436
YES | Optional | Default | H2 Half cap, f | 2 | 1450 | 300 | 4.8333 | 1773.9796 | 395.4717 | 4.4857 | 1773.9796 | 395.4717 | 4.4857
Not required | Calculated | Default | H2 Half cap | 2 | 1 | 1 |  | 1986.8571 | 419.2 | 4.7396 | 1986.8571 | 419.2 | 4.7396
Not required | Calculated | Default | H2 Min cap, f | 2 | 1 | 1 |  | 532.1939 | 133.2951 | 3.9926 | 532.1939 | 133.2951 | 3.9926
Not required | Calculated | Default | H2 Min cap | 2 | 1 | 1 |  | 596.0571 | 141.2929 | 4.2186 | 596.0571 | 141.2929 | 4.2186
YES | Optional | Default | H3 Ext cap | -7 | 4500 | 1150 | 3.913 | 3467.5334 | 1568.2689 | 2.2111 | 3467.5334 | 1568.2689 | 2.2111
YES | Optional | Default | H3 Full cap | -7 | 2250 | 750 | 3 | 2801.28 | 1076.66 | 2.6018 | 2801.28 | 1076.66 | 2.6018
YES | Optional | Default | H3 Half cap | -7 | 1000 | 300 | 3.3333 | 1459.2 | 367.36 | 3.9721 | 1459.2 | 367.36 | 3.9721
Not required | Calculated | Default | H3 Min cap | -7 | 1 | 1 |  | 437.76 | 123.82 | 3.5355 | 437.76 | 123.82 | 3.5355
|  | Degradation coefficient CD | 0.25 | Note : CD is an optional Test. Default value is 0.25; Reference Table 1 of AS/NZS 3823.4.1:2014, 4.2:2014
Inactive Energy
If Standby power at 20º & 5oC are within 5% or 1W then tests at 10º & 15oC are not required, average of powers at 5º & 20º can be used for each
ID/OD temp | Power (W) | Weighing factor | weighted power
5 | 1 | 0.05 | 0.05 |  | Weighted avg power (Pia) |  |  | 1 |  | W
10 | 1 | 0.13 | 0.13 |  |  |  | No of inactive mode operating hours | 5555 |  | hrs
15 | 1 | 0.27 | 0.27 |  |  |  | Inactive energy consumption (CIAE) | 5555 |  | Whs
20 | 1 | 0.55 | 0.55
Mode | AS/NZS Hot & Humid |  | AS/NZS Mixed |  | AS/NZS Cold |  | ISO 16358
| cooling | heating | cooling | heating | cooling | heating | cooling | heating
Active | 2247 | 277 | 840 | 1291 | 545 | 2660 | 1817 | 2866
Inactive | 6236 | 6236 | 6629 | 6629 | 5555 | 5555 | 4077 | 4077
Disconnected | 277 | 2247 | 1291 | 840 | 2660 | 545 | 2866 | 1817
Total | 8760 | 8760 | 8760 | 8760 | 8760 | 8760 | 8760 | 8760
Mode | AS/NZS Hot & Humid |  | AS/NZS Mixed |  | AS/NZS Cold |  | Custom
| cooling | heating | cooling | heating | cooling | heating | cooling | heating
Active | 3415 | 261 | 2411 | 1150 | 2104 | 1473 | 0 | 0
Inactive | 5084 | 5084 | 5199 | 5199 | 5183 | 5183 | 8760 | 8760
Disconnected | 261 | 3415 | 1150 | 2411 | 1473 | 2104 | 0 | 0
Total | 8760 | 8760 | 8760 | 8760 | 8760 | 8760 | 8760 | 8760
Temperature bin operating limits
Unit | Load condition | AS/NZS Hot & Humid |  | AS/NZS Mixed |  | AS/NZS Cold |  | ISO 16358
|  | cooling | heating | cooling | heating | cooling | heating | cooling | heating
ºC | to | 21 | 15 | 21 | 15 | 21 | 15 | 20 | 17
T1 H1 load % |  | 0% | 0% | 0% | 0% | 0% | 0% | 0% | 0%
ºC | t100 | 33 | 0 | 35 | 0 | 35 | 0 | 35 | 0
T1 H1 load % |  | 100% | 82% | 100% | 82% | 100% | 82% | 100% | 82%
Unit | Load condition | Commercial Hot & Humid |  | Commercial Mixed |  | Commercial Cold |  | Custom
|  | cooling | heating | cooling | heating | cooling | heating | cooling | heating
ºC | to | 17 | 17 | 17 | 17 | 14 | 14 | 15 | 18
T1 H1 load % |  | 0% | 0% | 0% | 0% | 0% | 0% | 0% | 0%
ºC | t100 | 33 | 0 | 35 | 0 | 35 | 0 | 35 | 0
T1 H1 load % |  | 100% | 82% | 100% | 82% | 100% | 82% | 100% | 82%
Note on E59: satyam: Calculated to Annex C Default 0.25 from Table 1
Note on G31: SM: Φfull(35)
Note on G32: SM: Φhalf(35)
Note on G33: SM: Φmin(35)
Note on G35: SM: Φhalf(29)
Note on G36: SM Φmin(29)
Note on G41: SM: Φfull(7)
Note on G42: SM: Φhalf(7)
Note on G43: SM: Φmin(7)
Note on G44: SM: Φext, f(2)
Note on G46: SM: Φfull f(2)
Note on G48: SM: Φfull f(2)
Note on G50: SM: Φhalf,f(2)
Note on G54: SM: Φext(-7)
Note on G55: SM: Φfull(-7)
Note on G56: SM: Φhalf(-7)
Note on H31: SM: Pfull(35)
Note on H32: SM: Phalf(35)
Note on H33: SM: Pmin(35)
Note on H35: SM: Phalf(29)
Note on H36: SM: Pmin(29)
Note on H41: SM: Pfull(7)
Note on H42: SM: Phalf(7)
Note on H43: SM: Pmin(7)
Note on H44: SM: Pext, f(2)
Note on H46: SM: Pfull f(2)
Note on H48: SM: Pfull f(2)
Note on H50: SM: Phalf,f(2)
Note on H54: SM: Pext(-7)
Note on H55: SM: Pfull(-7)
Note on H56: SM: Phalf(-7)
Note on J33: SM: Default Φmin(35) = Φmin(29)/1.077
Note on J34: SM: Default Φfull(29) = 1.077*Φfull(35)
Note on J35: SM: Default Φhalf(29) = 1.077*Φhalf(35)
Note on J45: SM: Φext(2) =1.12* Φext,f(2)
Note on J46: SM: Φfull,f(2) = Φfull(2)/1.12
Note on J47: SM: Φfull(2) = Φfull(-7) + (Φfull(7)-Φfull(-7) )* (2-(-7)) / (7 - (-7))
Note on J49: SM: Φfull(2) = Φfull(-7) + (Φfull(7)-Φfull(-7) )* (2-(-7)) / (7 - (-7))
Note on J50: SM: Φhalf,f(2) = Φhalf(2)/1.12
Note on J51: SM: Φhalf(2) = Φhalf(-7) + (Φhalf(7)-Φhalf(-7) )* (2-(-7)) / (7 - (-7))
Note on J52: SM: Φmin,f(2) = Φmin(2)/1.12
Note on J53: SM: Φmin(2) = Φmin(-7) + (Φmin(7)-Φmin(-7) )* (2-(-7)) / (7 - (-7))
Note on J54: SM: Default Φext(-7) = 0.734*Φext(2)
Note on J55: SM: Default Φfull(-7) = 0.64*Φfull(7)
Note on J56: SM: Default Φhalf(-7) = 0.64*Φhalf(7)
Note on J57: SM: Default Φmin(-7) = 0.64*Φmin(7)
Note on J91: Input range 13 to 22ºC
Note on J93: Input range 32-36ºC
Note on K33: SM: Default Pmin(35) = Pmin(29) /0.914
Note on K34: SM: Default Pfull(29) = 0.914*Pfull(35)
Note on K35: SM: Default Phalf(29) = 0.914*Phalf(35)
Note on K45: SM: SM: Pext(2) =1.06* Pext,f(2)
Note on K46: SM: Pfull,f(2) = Pfull(2)/1.06
Note on K47: SM: Pfull(2) = Pfull(-7) + (Pfull(7)-Pfull(-7) )* (2-(-7)) / (7 - (-7))
Note on K49: SM: Pfull(2) = Pfull(-7) + (Pfull(7)-Pfull(-7) )* (2-(-7)) / (7 - (-7))
Note on K50: SM: Phalf,f(2) = Phalf(2)/1.06
Note on K51: SM: Phalf(2) = Phalf(-7) + (Phalf(7)-Phalf(-7) )* (2-(-7)) / (7 - (-7))
Note on K52: SM: Pmin,f(2) = Pmin(2)/1.06
Note on K53: SM: Pmin(2) = Pmin(-7) + (Pmin(7)-Pmin(-7) )* (2-(-7)) / (7 - (-7))
Note on K54: SM: Default Pext(-7) = 0.877*Pext(2)
Note on K55: SM: Default Pfull(-7) = 0.82*Pfull(7)
Note on K56: SM: Default Phalf(-7) = 0.82*half(7)
Note on K57: SM: Default Pmin(-7) = 0.82*min(7)
Note on K91: Input range 13-18ºC
Note on S4: satyam: to
Note on S5: satyam: t100
Note on T5: satyam: Φfull(t100)
Note on AX4: SM: to
Note on AX5: satyam: t100
Note on AY5: SM: =0.82*Φfull(H1)